## Sheet1
GHGRP ID | Landfill ID | Landfill Name | Landfill Alias | State | Physical Address | City | County | Zip Code | Latitude | Longitude | Military Landfill? | On Tribal Land? | Anaerobic Digester? | Composting? | Solar Project? | Wind Project? | Ownership Type | Landfill Owner Organization(s) | Landfill Operator Organization | Year Landfill Opened | Landfill Closure Year | Current Landfill Status | Design Landfill Area (acres) | Current Landfill Area (acres) | Design Landfill Depth (feet) | Current Landfill Depth (feet) | Landfill Design Capacity (tons) | Waste in Place (tons) | Waste in Place Year | Annual Waste Acceptance Rate (tons per year) | Annual Waste Acceptance Year | Does LF Recirculate Leachate? | Leachate Recirc Frequency (Past 10 Yrs) | Permitted as RD&D LF? | LFG Generated (mmscfd) | LFG Collection System In Place? | LFG Collected (mmscfd) | LFG Collected Year | Percent Methane | Flares in Place? | Number of Flares | LFG Flared (mmscfd) | LFG Flared Year | Number of Wells | GCCS Capacity (cfm) | Passive Venting/Flaring? | Projected Direct Reductions (MMTCO2e/yr) - MW | Projected Avoided Reductions (MMTCO2e/yr) - MW | Project ID | Current Project Status | Project Name | Project Start Date | Project Shutdown Date | Project Type Category | LFG Energy Project Type | RNG Delivery Method | LFG Use Details | Actual MW Generation | Rated MW Capacity | LFG Flow to Project (mmscfd) | Potential End Users | End User(s) | Project Developer(s) | Project Owner(s) | Product Supplier(s) | Self-Developed | Current Year Emission Reductions (MMTCO2e/yr) - Direct | Current Year Emission Reductions (MMTCO2e/yr) - Avoided | Average Emission Rate over all overpasses (kg/h) | Average Uncertainty Rate over all overpasses (kg/h) | Average reported GHGRP emissions (METRIC TONS CO2e) | Number of days landfill was flown | Number of days where point sources were detected
1004245 | 2005 | Black Warrior Solid Waste Facility |  | AL | 3301 Landfill Drive | Coker | Tuscaloosa | 35452 | 33.2431 | -87.6659 | No | No | No | No | No | No | Public | Black Warrior Solid Waste Disposal Authority, AL | Black Warrior Solid Waste Disposal Authority, AL | 1997 | 2037 | Open | 220 | 80.3 |  |  | 9826872 | 7978193 | 2021 | 352153 | 2021 | No | Not used | No | 5.551 | Yes | 0.609 | 2021 | 43 | Yes | 1 | 0.609 | 2021 | 62 | 1400 | No |  |  | 167090-0 | Planned | Project #1 | 2024-12-31 |  | Unknown | Unknown | [5 empty] | Industrial park, AL Power, concrete plant, Michelin Tire (5 mi), brick company (new plant) |  | Vitol BioMethane (VBM) |  | Siemens | No | 0 | 0 | 449.7286 | 145.3614 | 452070 | 8 | 4
1001633 | 23 | Cedar Hill Landfill | Harmons SLF MSWLF, Urban Sanitation Corporation SLF | AL | 1319 N. Business Creek Road | Ragland | St. Clair | 35131 | 33.6835 | -86.2527 | No | No | No | No | No | No | Private | WM | WM | 1975 | 2021 | Closed |  | 50 |  | 100 | 5549276 | 5398977 | 2021 | 58150 | 2021 | Yes | Several times per year | No | 2.561 | Yes | 0.974 | 2022 | 51.3 | Yes | 1 | 0.4 | 2022 | 61 | 2740 | No |  |  | 78-0 | Operational | Project #1 | 2020-01-01 |  | Direct | Leachate Evaporation |  |  |  |  | 0.574 |  | WM | Advanced Disposal Services; WM | WM | Fluid Components International (FCI) | Yes | 0.05628 | 0.00496 | 192.6825 | 42.9571 | 24218 | 6 | 1
1004014 | 25 | Jefferson County LF No. 1 | Mt. Olive SLF MSWLF | AL | 101 Barber Boulevard | Gardendale | Jefferson | 35071 | 33.711 | -86.873 | No | No | No | No | No | No | Public | Jefferson County, AL | Republic Services, Inc. | 1982 | 2048 | Open | 163.7 | 70.4 |  |  | 21112943 | 6273864 | 2022 | 243755 | 2022 | No | Not used | No | 1.6 | No |  |  |  | No | [5 empty] | No | 0.1457 | 0.0139 | 80-0 | Candidate |  |  |  | Unknown | Unknown | [10 empty] | No | 0 | 0 | 3076.7767 | 1021.7653 | 228588 | 10 | 10
1002646 | 22 | Pine View SLF MSWLF | Walker County Disposal, Inc. | AL | 2730 Bryan Road | Dora | Walker | 35062 | 33.7146 | -87.0498 | No | No | No | No | No | No | Private | Republic Services, Inc. | Republic Services, Inc. | 1993 | 2025 | Open | 166 | 87.2 |  | 75 | 20503092 | 11461882 | 2022 | 250076 | 2022 | No | Not used | No | 4.78 | Yes | 1.961 | 2022 | 54.1 | Yes | 1 | 1.961 | 2022 | 122 | 4000 | No |  |  | 77-0 | Planned | Project #1 | 2025-12-31 |  | Renewable Natural Gas | Other | Pipeline Injection |  |  |  |  | AL power plant (~3 mi.) |  | Lightning Renewables, LLC | Lightning Renewables, LLC |  | No | 0 | 0 | 2446.6193 | 695.4679 | 58956 | 11 | 9
1007082 | 5 | Shelby County Highway 70 Landfill | (Sheala) SLF | AL | 4154 Highway 70 401 Landfill Road | Columbiana | Shelby | 35051 | 33.1718 | -86.6876 | No | No | No | No | No | No | Public | Shelby County, AL | Shelby County, AL | 1997 | 2055 | Open | 89.5 | 35.5 | 60 | 50 | 4520250 | 4011710 | 2022 | 222153 | 2022 | No | Not used | No | 1.04 | Yes | 0.879 | 2022 | 51 | Yes |  | 0.879 | 2022 | 26 | 1100 | No | 0.0801 | 0.0076 | 60-0 | Candidate |  |  |  | Unknown | Unknown | [10 empty] | No | 0 | 0 | 588.4039 | 184.1303 | 127331 | 10 | 6
1006790 | 7 | Star Ridge Landfill | Acmar Coal County SLF; Acmar Regional Landfill MSWLF | AL | 3301 Acmar Road | Moody | St. Clair | 35004 | 33.6053 | -86.5166 | No | No | No | No | No | No | Private | WM | WM | 1983 | 2186 | Open | 308 | 47.1 |  | 75 | 43939474 | 5604394 | 2022 | 228890 | 2022 | Yes | Several times per year | No | 2.01 | Yes | 1.134 | 2022 | 47.2 | Yes | 1 | 1.134 | 2022 | 82 | 2100 | No | 0.1033 | 0.0099 | 201484-0 | Candidate |  |  |  | Unknown | Unknown | [10 empty] | Unknown | 0 | 0 | 1709.514 | 386.7403 | 30115 | 9 | 8
1006790 | 7 | Star Ridge Landfill | Acmar Coal County SLF; Acmar Regional Landfill MSWLF | AL | 3301 Acmar Road | Moody | St. Clair | 35004 | 33.6053 | -86.5166 | No | No | No | No | No | No | Private | WM | WM | 1983 | 2186 | Open | 308 | 47.1 |  | 75 | 43939474 | 5604394 | 2022 | 228890 | 2022 | Yes | Several times per year | No | 2.01 | Yes | 1.134 | 2022 | 47.2 | Yes | 1 | 1.134 | 2022 | 82 | 2100 | No |  |  | 62-0 | Shutdown | Project #1 | 2007-01-11 | 2009-04-01 | Direct | Direct Thermal |  | ~6-mile pipeline to brick kilns, innovative kiln technology (dual burner system) |  |  | 1.08 |  | Jenkins Brick Company |  |  | Fluid Components International (FCI); Perennial Energy, Inc. | Yes | 0 | 0 | 1709.514 | 386.7403 | 30115 | 9 | 8
1006790 | 7 | Star Ridge Landfill | Acmar Coal County SLF; Acmar Regional Landfill MSWLF | AL | 3301 Acmar Road | Moody | St. Clair | 35004 | 33.6053 | -86.5166 | No | No | No | No | No | No | Private | WM | WM | 1983 | 2186 | Open | 308 | 47.1 |  | 75 | 43939474 | 5604394 | 2022 | 228890 | 2022 | Yes | Several times per year | No | 2.01 | Yes | 1.134 | 2022 | 47.2 | Yes | 1 | 1.134 | 2022 | 82 | 2100 | No |  |  | 62-1 | Shutdown | Project #1, De-Expansion #1 | 2012-03-15 | 2020-12-31 | Direct | Direct Thermal |  | ~6-mile pipeline to brick kilns, innovative kiln technology (dual burner system) |  |  | 0.72 |  | Acme Brick |  |  | Fluid Components International (FCI); Perennial Energy, Inc. | No | 0 | 0 | 1709.514 | 386.7403 | 30115 | 9 | 8
1002831 | 1798 | Salt River Landfill |  | AZ | 4660 N. Beeline Highway | Scottsdale | Maricopa | 85256 | 33.5088 | -111.7782 | No | Yes | No | No | No | No | Public | Salt River Pima-Maricopa Indian Community (SRP-MIC) | Salt River Pima-Maricopa Indian Community (SRP-MIC) | 1993 | 2032 | Open | 144 | 138.5 |  |  | 22996430 | 15760884 | 2022 | 420664 | 2022 | Yes | Occasionally but not every year | Yes | 2.983 | Yes | 2.075 | 2022 | 41.2 | Yes |  | 2.075 | 2022 | 68 | 4000 | Yes |  |  | 101854-0 | Shutdown | Project #1 | 1999-08-01 | 2001-01-01 | Electricity | Stirling Cycle Engine |  | 23 kW Stirling engine operating on-site using solar energy during the day and LFG at night | 0.003 | 0.003 |  |  | Salt River Project Agricultural Improvement and Power District | DTE Vantage |  | Stirling Power | No | 0 | 0 | 68.4509 | 19.6601 | 55091 | 1 | 1
1002831 | 1798 | Salt River Landfill |  | AZ | 4660 N. Beeline Highway | Scottsdale | Maricopa | 85256 | 33.5088 | -111.7782 | No | Yes | No | No | No | No | Public | Salt River Pima-Maricopa Indian Community (SRP-MIC) | Salt River Pima-Maricopa Indian Community (SRP-MIC) | 1993 | 2032 | Open | 144 | 138.5 |  |  | 22996430 | 15760884 | 2022 | 420664 | 2022 | Yes | Occasionally but not every year | Yes | 2.983 | Yes | 2.075 | 2022 | 41.2 | Yes |  | 2.075 | 2022 | 68 | 4000 | Yes |  |  | 101855-1 | Shutdown | Project #2 (Combination Project, Expansion #1) | 2008-03-01 | 2015-04-01 | Electricity | Reciprocating Engine |  | LFG piped 3.5 miles to Tri-Cities Generating Plant | 2 | 2 | 2.1 |  | Salt River Project Agricultural Improvement and Power District | DTE Vantage | Salt River Pima-Maricopa Indian Community (SRP-MIC) |  | No | 0 | 0 | 68.4509 | 19.6601 | 55091 | 1 | 1
1002831 | 1798 | Salt River Landfill |  | AZ | 4660 N. Beeline Highway | Scottsdale | Maricopa | 85256 | 33.5088 | -111.7782 | No | Yes | No | No | No | No | Public | Salt River Pima-Maricopa Indian Community (SRP-MIC) | Salt River Pima-Maricopa Indian Community (SRP-MIC) | 1993 | 2032 | Open | 144 | 138.5 |  |  | 22996430 | 15760884 | 2022 | 420664 | 2022 | Yes | Occasionally but not every year | Yes | 2.983 | Yes | 2.075 | 2022 | 41.2 | Yes |  | 2.075 | 2022 | 68 | 4000 | Yes |  |  | 200930-0 | Planned | Project #3 (Combination) | 2027-12-31 |  | Renewable Natural Gas | Other | Pipeline Injection | RNG to be sold into nearby natural gas pipeline |  |  | 4.32 | City of Mesa, AZ NG pipeline |  | DTE Vantage | DTE Vantage |  | Unknown | 0 | 0 | 68.4509 | 19.6601 | 55091 | 1 | 1
1007699 | 39 | Altamont Landfill & Resource Recovery Facility |  | CA | 10840 Altamont Pass Road | Livermore | Alameda | 94551 | 37.75 | -121.6567 | No | No | No | No | No | No | Private | WM | WM | 1980 | 2051 | Open | 426 | 237.3 | 300 | 175 | 119799566 | 68280716 | 2022 | 1487099 | 2022 | No | Not used | No | 9.026 | Yes | 6.061 | 2022 | 44.4 | Yes | 2 |  |  | 184 | 13122 | No |  |  | 180271-0 | Shutdown | Project #2 | 2002-09-15 | 2018-04-01 | Electricity | Reciprocating Engine |  | 2 Deutz engines (nameplate 1.35 MW each), capable of producing 17.5 MMBtu/hr each, using 1000 scfm of LFG | 2.7 | 2.7 | 1.44 |  | High Mountain Fuels | WM Energy Solutions, Inc. |  | DEUTZ Power Systems GmbH & Co KG | Yes | 0 | 0 | 357.6283 | 147.4774 | 165081.75 | 11 | 8
1007699 | 39 | Altamont Landfill & Resource Recovery Facility |  | CA | 10840 Altamont Pass Road | Livermore | Alameda | 94551 | 37.75 | -121.6567 | No | No | No | No | No | No | Private | WM | WM | 1980 | 2051 | Open | 426 | 237.3 | 300 | 175 | 119799566 | 68280716 | 2022 | 1487099 | 2022 | No | Not used | No | 9.026 | Yes | 6.061 | 2022 | 44.4 | Yes | 2 |  |  | 184 | 13122 | No |  |  | 180977-0 | Shutdown | Project #3 | 2009-09-01 | 2018-12-31 | Renewable Natural Gas | Vehicle Fuel | Local Use | System's multi-step process includes compression, chilling, adsorption, and membranes to remove impurities, cleaned LFG is then cooled to -260 deg F to create 13,000 gal/day LNG for garbage trucks |  |  | 3.47 |  | WM | High Mountain Fuels |  | Guild Associates, Inc. | No | 0 | 0 | 357.6283 | 147.4774 | 165081.75 | 11 | 8
1007699 | 39 | Altamont Landfill & Resource Recovery Facility |  | CA | 10840 Altamont Pass Road | Livermore | Alameda | 94551 | 37.75 | -121.6567 | No | No | No | No | No | No | Private | WM | WM | 1980 | 2051 | Open | 426 | 237.3 | 300 | 175 | 119799566 | 68280716 | 2022 | 1487099 | 2022 | No | Not used | No | 9.026 | Yes | 6.061 | 2022 | 44.4 | Yes | 2 |  |  | 184 | 13122 | No |  |  | 180977-1 | Operational | Project #3, De-Expansion #1 | 2019-01-01 |  | Renewable Natural Gas | Vehicle Fuel | Local Use |  |  |  | 1 |  | WM | High Mountain Fuels |  | Guild Associates, Inc. | No | 0.09805 | 0.00789 | 357.6283 | 147.4774 | 165081.75 | 11 | 8
1007699 | 39 | Altamont Landfill & Resource Recovery Facility |  | CA | 10840 Altamont Pass Road | Livermore | Alameda | 94551 | 37.75 | -121.6567 | No | No | No | No | No | No | Private | WM | WM | 1980 | 2051 | Open | 426 | 237.3 | 300 | 175 | 119799566 | 68280716 | 2022 | 1487099 | 2022 | No | Not used | No | 9.026 | Yes | 6.061 | 2022 | 44.4 | Yes | 2 |  |  | 184 | 13122 | No |  |  | 95-0 | Operational | Project #1 | 1989-01-01 |  | Electricity | Gas Turbine |  | (2) Solar Centaur units (nameplate 3.1 MW each) installed in 1988 | 4.64 | 6.2 | 3.46 |  | California ISO (CAISO) | Bio Energy Partners | WM Renewable Energy, LLC | Solar Turbines Incorporated | No | 0.23479 | 0.02239 | 357.6283 | 147.4774 | 165081.75 | 11 | 8
1007710 | 47 | Antelope Valley Recycling and Disposal Facility | Palmdale Landfill | CA | 1200 W. City Ranch Road | Palmdale | Los Angeles | 93551 | 34.5677 | -118.1499 | No | No | No | No | No | No | Private | WM | WM | 1958 | 2034 | Open | 123 | 82.7 |  | 147 | 23693955 | 12645970 | 2022 | 836946 | 2022 | No | Not used | No | 2.381 | Yes | 2.113 | 2022 | 44.9 | Yes | 1 | 2.113 | 2022 | 85 | 2083 | No | 0.1925 | 0.0184 | 103-0 | Candidate |  |  |  | Unknown | Unknown | [10 empty] | No | 0 | 0 | 128.11 | 33.33 | 40646 | 1 | 1
1002896 | 58 | Bakersfield Metropolitan SLF (BENA) |  | CA | 2951 Neumarkel Road 17 miles E of Bakersfield, off Hwy 58 | Edison | Kern | 93220 | 35.3439 | -118.7585 | No | No | No | No | No | No | Public | Kern County, CA | Kern County, CA | 1992 | 2043 | Open | 229 | 114.5 | 200 | 100 | 48847299 | 12413341 | 2022 | 511012 | 2022 | Yes | Several times per year | No | 2.087 | Yes | 1.831 | 2022 | 52 | Yes | 1 | 1.831 | 2022 | 78 | 2200 | No | 0.1668 | 0.0159 | 114-0 | Candidate |  |  |  | Unknown | Unknown | Unknown | [9 empty] | No | 0 | 0 | 139.5133 | 33.7133 | 47405 | 1 | 1
1004406 | 60 | Barstow Sanitary Landfill |  | CA | 32553 Barstow Road | Barstow | San Bernardino | 92311 | 34.8339 | -117.02 | No | No | No | Yes | No | No | Public | San Bernardino County, CA | San Bernardino County, CA | 1963 | 2071 | Open | 331 | 43.4 |  | 75 | 50431080 | 3092102 | 2022 | 86955 | 2022 | Yes | Occasionally but not every year | No | 0.55 | Shutdown | 0.122 | 2018 |  | Yes |  | 0.122 | 2018 | 57 | 500 | No |  |  | 116-0 | Low Potential |  |  |  | Unknown | Unknown | [10 empty] | No | 0 | 0 | 24.2765 | 8.0963 | 29182.5 | 5 | 1
1007951 | 78 | Bradley Landfill | Bradley Avenue West SLF and Bradley East LF | CA | 9227 Tujunga Avenue | Sun Valley | Los Angeles | 91352 | 34.2375 | -118.3804 | No | No | No | No | No | No | Private | WM | WM | 1958 | 2007 | Closed | 168 | 168 | 250 |  |  | 61302299 | 2007 | 408132 | 2007 | No | Not used | No | 4.731 | Yes | 4.157 | 2022 | 35.4 | Yes | 2 | 4.157 | 2022 | 248 | 8000 | No |  |  | 180317-0 | Shutdown | Project #2 | 2003-10-01 | 2013-01-01 | Electricity | Reciprocating Engine |  | 5 Deutz engine-generators, each rated at 1.35 MW | 6 | 6.75 |  |  | Bradley Landfill; Los Angeles Department of Water & Power (LADWP) | WM Energy Solutions, Inc. |  | DEUTZ Power Systems GmbH & Co KG | No | 0 | 0 | 43.7667 | 15.2306 | 15700.6667 | 18 | 1
1007951 | 78 | Bradley Landfill | Bradley Avenue West SLF and Bradley East LF | CA | 9227 Tujunga Avenue | Sun Valley | Los Angeles | 91352 | 34.2375 | -118.3804 | No | No | No | No | No | No | Private | WM | WM | 1958 | 2007 | Closed | 168 | 168 | 250 |  |  | 61302299 | 2007 | 408132 | 2007 | No | Not used | No | 4.731 | Yes | 4.157 | 2022 | 35.4 | Yes | 2 | 4.157 | 2022 | 248 | 8000 | No |  |  | 180861-0 | Shutdown | New Penrose LFG Project (Combination Project) | 2005-12-01 | 2009-01-01 | Electricity | Reciprocating Engine |  |  | 7.04 |  | 3.88 |  | Los Angeles Department of Water & Power (LADWP) |  | Viridis |  | No | 0 | 0 | 43.7667 | 15.2306 | 15700.6667 | 18 | 1
1007951 | 78 | Bradley Landfill | Bradley Avenue West SLF and Bradley East LF | CA | 9227 Tujunga Avenue | Sun Valley | Los Angeles | 91352 | 34.2375 | -118.3804 | No | No | No | No | No | No | Private | WM | WM | 1958 | 2007 | Closed | 168 | 168 | 250 |  |  | 61302299 | 2007 | 408132 | 2007 | No | Not used | No | 4.731 | Yes | 4.157 | 2022 | 35.4 | Yes | 2 | 4.157 | 2022 | 248 | 8000 | No |  |  | 407-2 | Shutdown | Penrose LFG Project, Expansion #1 (Combination Project) | 1993-01-01 | 2004-12-31 | Electricity | Reciprocating Engine |  | electric driven compressor compresses the LFG and pushes it down a pipeline to Covanta's Penrose facility where it is used to produce electricity | 7.53 |  |  |  | Southern California Edison (SCE) Company | WM |  |  | No | 0 | 0 | 43.7667 | 15.2306 | 15700.6667 | 18 | 1
1010207 | 90 | California Street LF |  | CA | 2151 Nevada Street | Redlands | San Bernardino | 92373 | 34.0886 | -117.221 | No | No | No | No | No | No | Public | City of Redlands, CA | City of Redlands, CA | 1963 | 2081 | Open | 65 |  |  |  | 4495166 | 3101393 | 2022 | 50964 | 2022 | No | Not used | No |  | Yes | 0.585 | 2022 | 25.4 | Yes | 1 | 0.585 | 2022 | 52 | 700 | No |  |  | 146-0 | Shutdown | Project #1 | 2003-01-01 | 2004-01-01 | Electricity | Reciprocating Engine |  | 1 Deutz engine | 1 |  | 0.432 |  |  | City of Redlands, CA |  | DEUTZ Power Systems GmbH & Co KG | Yes | 0 | 0 | 28.315 | 8.44 | 545 | 2 | 1
1002992 | 105 | Chiquita Canyon SLF |  | CA | 29201 Henry Mayo Drive | Castaic | Los Angeles | 91384 | 34.4281 | -118.6466 | No | No | No | No | No | No | Private | Waste Connections, Inc. | Waste Connections, Inc. | 1970 | 2047 | Open | 271 | 227 |  | 100 | 60715392 | 47907772 | 2022 | 2000975 | 2022 | No | Not used | No | 15.12 | Yes | 11.921 | 2022 | 40.5 | Yes | 3 | 8.055 | 2022 | 553 | 8000 | No |  |  | 161-0 | Operational | Project #1 | 2010-11-23 |  | Electricity | Gas Turbine |  | (2) Solar Mercury 50 turbines | 5.96 | 9.2 | 3.866 |  | Southern California Public Power Authority (SCPPA) | Ameresco, Inc. |  | Solar Turbines Incorporated | No | 0.30159 | 0.02877 | 56.445 | 15.7281 | 150437 | 18 | 3
1002992 | 105 | Chiquita Canyon SLF |  | CA | 29201 Henry Mayo Drive | Castaic | Los Angeles | 91384 | 34.4281 | -118.6466 | No | No | No | No | No | No | Private | Waste Connections, Inc. | Waste Connections, Inc. | 1970 | 2047 | Open | 271 | 227 |  | 100 | 60715392 | 47907772 | 2022 | 2000975 | 2022 | No | Not used | No | 15.12 | Yes | 11.921 | 2022 | 40.5 | Yes | 3 | 8.055 | 2022 | 553 | 8000 | No |  |  | 201699-0 | Planned | Project #2 | 2024-06-30 |  | Renewable Natural Gas | Other | Unknown | [6 empty] | Ameresco, Inc. |  |  | No | 0 | 0 | 56.445 | 15.7281 | 150437 | 18 | 3
1002104 | 128 | Coyote Canyon SLF |  | CA | 20661 Newport Coast Drive | Newport Beach | Orange | 92657 | 33.6168 | -117.831 | No | No | No | No | No | No | Public | County of Orange - OC Waste & Recycling, CA |  | 1963 | 1990 | Closed | 325 | 325 | 250 | 250 | 39000000 | 38999999 | 1990 | 214093 | 1990 | No | Not used | No |  | Yes | 4.545 | 2022 | 39.6 | Yes | 3 | 4.545 | 2022 | 424 | 4500 | No |  |  | 184-0 | Shutdown | Project #1 | 1988-01-01 | 2006-10-31 | Electricity | Steam Turbine |  | Zurn boiler supplying a steam turbine driving a 27.5 MW generator | 21 | 27.5 | 7 |  | San Diego Gas & Electric Company | Gas Recovery Systems, LLC | Fortistar Methane Group |  | No | 0 | 0 | 275.7133 | 176.59 | 113561 | 3 | 1
1002104 | 128 | Coyote Canyon SLF |  | CA | 20661 Newport Coast Drive | Newport Beach | Orange | 92657 | 33.6168 | -117.831 | No | No | No | No | No | No | Public | County of Orange - OC Waste & Recycling, CA |  | 1963 | 1990 | Closed | 325 | 325 | 250 | 250 | 39000000 | 38999999 | 1990 | 214093 | 1990 | No | Not used | No |  | Yes | 4.545 | 2022 | 39.6 | Yes | 3 | 4.545 | 2022 | 424 | 4500 | No |  |  | 184-1 | Shutdown | Project #1, De-Expansion #1 | 2006-11-01 | 2015-12-31 | Electricity | Steam Turbine |  |  | 7 |  | 5.472 |  | Southern California Edison (SCE) Company |  | Fortistar Methane Group |  | No | 0 | 0 | 275.7133 | 176.59 | 113561 | 3 | 1
1002104 | 128 | Coyote Canyon SLF |  | CA | 20661 Newport Coast Drive | Newport Beach | Orange | 92657 | 33.6168 | -117.831 | No | No | No | No | No | No | Public | County of Orange - OC Waste & Recycling, CA |  | 1963 | 1990 | Closed | 325 | 325 | 250 | 250 | 39000000 | 38999999 | 1990 | 214093 | 1990 | No | Not used | No |  | Yes | 4.545 | 2022 | 39.6 | Yes | 3 | 4.545 | 2022 | 424 | 4500 | No |  |  | 201240-0 | Planned | Project #2 (Combination Project) | 2024-12-31 |  | Renewable Natural Gas | Electricity |  |  |  |  | 5.38 | Southern California Gas |  | Archaea Energy, LLC | Archaea Energy, LLC | FuelCell Energy, Inc. | No | 0 | 0 | 275.7133 | 176.59 | 113561 | 3 | 1
1007794 | 12146 | CWMI - KHF (MSW Landfill B-19) |  | CA | 35251 Old Skyline Road | Kettleman City | Kings | 93239 | 35.9594 | -120.0085 | No | No | No | No | No | No | Private | WM |  | 1998 | 2083 | Open |  | 43.4 |  |  | 18734615 | 5393399 | 2022 | 190015 | 2022 | No | Not used | Yes | 1.598 | Yes | 1.306 | 2022 | 44.7 | Yes | 1 | 1.306 | 2022 | 62 | 2500 | No | 0.119 | 0.0113 | 181117-0 | Candidate |  |  |  | Unknown | Unknown | [10 empty] | No | 0 | 0 | 43.31 | 16.3478 | 46916.5 | 3 | 1
1007693 | 147 | El Sobrante SLF |  | CA | 10910 Dawson Canyon Road | Corona | Riverside | 92883-5020 | 33.7992 | -117.4679 | No | No | No | No | No | No | Private | WM | WM | 1986 | 2058 | Open | 468 | 201.4 | 60 |  | 191734774 | 61536484 | 2022 | 3432267 | 2022 | No | Not used | No |  | Yes | 9.36 | 2022 | 36.2 | Yes | 2 | 9.36 | 2022 | 419 | 11000 | No | 0.8525 | 0.0813 | 201438-0 | Candidate |  |  |  | Unknown | Unknown | [10 empty] | Unknown | 0 | 0 | 497.8558 | 237.8327 | 109107.6667 | 12 | 8
1007693 | 147 | El Sobrante SLF |  | CA | 10910 Dawson Canyon Road | Corona | Riverside | 92883-5020 | 33.7992 | -117.4679 | No | No | No | No | No | No | Private | WM | WM | 1986 | 2058 | Open | 468 | 201.4 | 60 |  | 191734774 | 61536484 | 2022 | 3432267 | 2022 | No | Not used | No |  | Yes | 9.36 | 2022 | 36.2 | Yes | 2 | 9.36 | 2022 | 419 | 11000 | No |  |  | 203-0 | Shutdown | Project #1 | 2004-04-01 | 2010-12-31 | Electricity | Reciprocating Engine |  | (3) IC Deutz engines @ 500 scfm and 1.3 MW each | 3.84 | 3.9 | 2.16 |  | Southern California Edison (SCE) Company | WM Energy Solutions, Inc. |  | DEUTZ Power Systems GmbH & Co KG | Yes | 0 | 0 | 497.8558 | 237.8327 | 109107.6667 | 12 | 8
1007693 | 147 | El Sobrante SLF |  | CA | 10910 Dawson Canyon Road | Corona | Riverside | 92883-5020 | 33.7992 | -117.4679 | No | No | No | No | No | No | Private | WM | WM | 1986 | 2058 | Open | 468 | 201.4 | 60 |  | 191734774 | 61536484 | 2022 | 3432267 | 2022 | No | Not used | No |  | Yes | 9.36 | 2022 | 36.2 | Yes | 2 | 9.36 | 2022 | 419 | 11000 | No |  |  | 203-1 | Shutdown | Project #1, De-Expansion #1 | 2011-01-01 | 2016-09-01 | Electricity | Reciprocating Engine |  | (3) IC Deutz engines @ 500 scfm and 1.3 MW each | 2.4 | 3.9 |  |  | Southern California Edison (SCE) Company | WM Energy Solutions, Inc. |  | DEUTZ Power Systems GmbH & Co KG | Yes | 0 | 0 | 497.8558 | 237.8327 | 109107.6667 | 12 | 8
1004010 | 11120 | Forward Landfill | Forward Inc. Landfill | CA | 9999 S. Austin Road | Manteca | San Joaquin | 95336 | 37.8746 | -121.1833 | No | No | No | Yes | No | No | Private | Republic Services, Inc. | Republic Services, Inc. | 1973 | 2039 | Open |  | 157 |  |  | 32882079 | 31325862 | 2022 | 1154381 | 2022 | No | Not used | No | 7.146 | Yes | 5.363 | 2022 | 48.1 | Yes | 2 | 3.533 | 2022 | 228 | 7684 | No |  |  | 180955-0 | Operational | Project #1 | 2014-10-22 |  | Electricity | Reciprocating Engine |  | (2) GE Jenbacher 2.1-MW engines | 3.54 | 4.2 | 1.84 |  | Silicon Valley Power, City of Santa Clara, CA | Ameresco, Inc. |  | GE Energy - Jenbacher Gas Engines | No | 0.17913 | 0.01709 | 640.2466 | 283.9933 | 97119.75 | 9 | 7
1004010 | 11120 | Forward Landfill | Forward Inc. Landfill | CA | 9999 S. Austin Road | Manteca | San Joaquin | 95336 | 37.8746 | -121.1833 | No | No | No | Yes | No | No | Private | Republic Services, Inc. | Republic Services, Inc. | 1973 | 2039 | Open |  | 157 |  |  | 32882079 | 31325862 | 2022 | 1154381 | 2022 | No | Not used | No | 7.146 | Yes | 5.363 | 2022 | 48.1 | Yes | 2 | 3.533 | 2022 | 228 | 7684 | No |  |  | 201446-0 | Planned | Project #2 | 2024-12-31 |  | Renewable Natural Gas | Vehicle Fuel | Pipeline Injection |  |  |  |  | Pacific Gas & Electric Company pipeline |  | Ameresco, Inc. |  |  | No | 0 | 0 | 640.2466 | 283.9933 | 97119.75 | 9 | 7
1002107 | 62 | Frank R. Bowerman SLF | Bee Canyon SLF | CA | 11002 Bee Canyon Access Road | Irvine | Orange | 92602 | 33.7205 | -117.7095 | No | No | No | Yes | No | No | Public | County of Orange - OC Waste & Recycling, CA | County of Orange - OC Waste & Recycling, CA | 1990 | 2053 | Open | 534 | 259.6 | 400 | 250 | 174549200 | 64319453 | 2022 | 2191039 | 2022 | No | Not used | No | 18.264 | Yes | 14.132 | 2022 | 50.9 | Yes | 5 | 5.543 | 2022 | 400 | 11000 | No |  |  | 166965-0 | Shutdown | Project #1 - Part 2 | 2007-12-08 | 2010-08-31 | Renewable Natural Gas | Vehicle Fuel | Local Use | 5,000 gpd LNG plant initially - fueling Orange County waste collection trucks daily |  |  | 0.857 |  | County of Orange - OC Waste & Recycling, CA | Montauk Renewables; Prometheus Energy Company |  |  | No | 0 | 0 | 710.9374 | 273.435 | 332925 | 22 | 20
1002107 | 62 | Frank R. Bowerman SLF | Bee Canyon SLF | CA | 11002 Bee Canyon Access Road | Irvine | Orange | 92602 | 33.7205 | -117.7095 | No | No | No | Yes | No | No | Public | County of Orange - OC Waste & Recycling, CA | County of Orange - OC Waste & Recycling, CA | 1990 | 2053 | Open | 534 | 259.6 | 400 | 250 | 174549200 | 64319453 | 2022 | 2191039 | 2022 | No | Not used | No | 18.264 | Yes | 14.132 | 2022 | 50.9 | Yes | 5 | 5.543 | 2022 | 400 | 11000 | No |  |  | 180919-0 | Shutdown | Project #1 - Part 1 | 2007-12-08 | 2010-08-31 | Electricity | Reciprocating Engine |  | (1) ~1 MW Jenbacher JGC 320 GS-LL engine genset with Jenbacher's CL.AIR non-catalytic exhaust gas treatment system generates power for the LNG equipment (600-800 kW) | 0.7 |  | 0.367 |  | County of Orange - OC Waste & Recycling, CA | Montauk Renewables; Prometheus Energy Company |  | GE Energy - Jenbacher Gas Engines; Perennial Energy, Inc. | No | 0 | 0 | 710.9374 | 273.435 | 332925 | 22 | 20
1002107 | 62 | Frank R. Bowerman SLF | Bee Canyon SLF | CA | 11002 Bee Canyon Access Road | Irvine | Orange | 92602 | 33.7205 | -117.7095 | No | No | No | Yes | No | No | Public | County of Orange - OC Waste & Recycling, CA | County of Orange - OC Waste & Recycling, CA | 1990 | 2053 | Open | 534 | 259.6 | 400 | 250 | 174549200 | 64319453 | 2022 | 2191039 | 2022 | No | Not used | No | 18.264 | Yes | 14.132 | 2022 | 50.9 | Yes | 5 | 5.543 | 2022 | 400 | 11000 | No |  |  | 181105-0 | Operational | Project #2 | 2016-03-29 |  | Electricity | Reciprocating Engine |  | fuel clean-up system, (7) Caterpillar CG260 internal combustion engines, and selective catalytic reduction (SCR) and oxidation catalyst units installed on each engine exhaust system to reduce NOx, CO, and VOC emissions | 18.74 | 23.1 | 8.589 |  | Anaheim Public Utilities | Montauk Renewables | Bowerman Power LFG LLC; Montauk Renewables | Caterpillar, Inc.; Perennial Energy, Inc. | No | 0.94827 | 0.09045 | 710.9374 | 273.435 | 332925 | 22 | 20
1002107 | 62 | Frank R. Bowerman SLF | Bee Canyon SLF | CA | 11002 Bee Canyon Access Road | Irvine | Orange | 92602 | 33.7205 | -117.7095 | No | No | No | Yes | No | No | Public | County of Orange - OC Waste & Recycling, CA | County of Orange - OC Waste & Recycling, CA | 1990 | 2053 | Open | 534 | 259.6 | 400 | 250 | 174549200 | 64319453 | 2022 | 2191039 | 2022 | No | Not used | No | 18.264 | Yes | 14.132 | 2022 | 50.9 | Yes | 5 | 5.543 | 2022 | 400 | 11000 | No |  |  | 201241-0 | Planned | Project #3 | 2026-12-31 |  | Renewable Natural Gas | Vehicle Fuel | Local Use | LFG upgrading to vehicle fuel, transport by tube trailer to end user; 3,600 MMBtu/day output |  |  | 1.728 | local vehicle fuel users at RNG filling station |  | Montauk Renewables | Montauk Renewables |  | No | 0 | 0 | 710.9374 | 273.435 | 332925 | 22 | 20
1007837 | 164 | Guadalupe Rubbish Disposal Facility | Guadalupe Disposal Site; Guadalupe Sanitary Landfill | CA | 15999 Guadalupe Mines Road | San Jose | Santa Clara | 95120 | 37.2114 | -121.9014 | No | No | No | No | No | No | Private | WM | WM | 1929 | 2043 | Open | 115 | 92 | 100 |  | 20215193 | 11177649 | 2022 | 339926 | 2022 | No | Not used | No | 4.55 | Yes | 2.378 | 2022 | 44.1 | Yes | 2 | 2.378 | 2022 | 87 | 4000 | No | 0.2166 | 0.0207 | 201437-0 | Candidate |  |  |  | Unknown | Unknown | [10 empty] | Unknown | 0 | 0 | 30.064 | 18.1175 | 86753 | 4 | 1
1007837 | 164 | Guadalupe Rubbish Disposal Facility | Guadalupe Disposal Site; Guadalupe Sanitary Landfill | CA | 15999 Guadalupe Mines Road | San Jose | Santa Clara | 95120 | 37.2114 | -121.9014 | No | No | No | No | No | No | Private | WM | WM | 1929 | 2043 | Open | 115 | 92 | 100 |  | 20215193 | 11177649 | 2022 | 339926 | 2022 | No | Not used | No | 4.55 | Yes | 2.378 | 2022 | 44.1 | Yes | 2 | 2.378 | 2022 | 87 | 4000 | No |  |  | 221-0 | Shutdown | Project #1 | 1984-01-01 | 2013-01-01 | Electricity | Reciprocating Engine |  | Plant #1: Three 750 HP engines driving 525 kW generators; Plant #2: One 1500 HP engine driving an 1100 kW generator | 2.5 | 2.675 | 1.5 |  | Pacific Gas and Electric Company (PG&E) | Gas Recovery Systems, LLC | Fortistar Methane Group |  | No | 0 | 0 | 30.064 | 18.1175 | 86753 | 4 | 1
1007128 | 182 | Johnson Canyon SLF |  | CA | 31400 Johnson Canyon Road | Gonzales | Monterey | 93926 | 36.5317 | -121.4067 | No | No | No | Yes | No | No | Public | Salinas Valley Solid Waste Authority, CA | Salinas Valley Solid Waste Authority, CA | 1976 | 2066 | Open | 80 | 69 |  | 35 | 14432453 | 4025090 | 2022 | 227172 | 2022 | No | Not used | No |  | Yes | 2.319 | 2022 | 49.5 | Yes | 1 | 1.592 | 2022 | 120 | 800 | No |  |  | 239-0 | Operational | Project #1 | 2013-05-12 |  | Electricity | Reciprocating Engine |  | (1) GE Jenbacher engine | 1.24 | 1.4 | 0.729 |  | City of Palo Alto, CA | Ameresco, Inc. | Ameresco, Inc. | GE Energy - Jenbacher Gas Engines | No | 0.06275 | 0.00598 | 69.0933 | 25.3167 | 56322 | 1 | 1
1004011 | 184 | Keller Canyon LF |  | CA | 901 Bailey Road | Pittsburg | Contra Costa | 94565 | 38.0047 | -121.9361 | No | No | No | No | No | No | Private | Republic Services, Inc. | Republic Services, Inc. | 1992 | 2067 | Open | 244 | 103.5 | 400 | 191 | 66198830 | 24405474 | 2022 | 1036546 | 2022 | Yes | Several times per year | No | 7.549 | Yes | 4.724 | 2022 | 50.8 | Yes | 2 | 3.279 | 2022 | 169 | 6120 | No |  |  | 201445-0 | Construction | Project #2 | 2024-12-31 |  | Renewable Natural Gas | Vehicle Fuel | Pipeline Injection | compressors, filters, direct fuel recuperative thermal oxidizer, thermal and PSA units, and media beds; design for up to 4,700 scfm LFG to produce nominal max output of ~2,041 scfm RNG; 2.85-mi pipeline to NG line |  |  |  | PG&E |  | Ameresco, Inc. |  | DMT Clear Gas Solutions LLC | No | 0 | 0 | 598.3146 | 204.033 | 133920.6667 | 15 | 13
1004011 | 184 | Keller Canyon LF |  | CA | 901 Bailey Road | Pittsburg | Contra Costa | 94565 | 38.0047 | -121.9361 | No | No | No | No | No | No | Private | Republic Services, Inc. | Republic Services, Inc. | 1992 | 2067 | Open | 244 | 103.5 | 400 | 191 | 66198830 | 24405474 | 2022 | 1036546 | 2022 | Yes | Several times per year | No | 7.549 | Yes | 4.724 | 2022 | 50.8 | Yes | 2 | 3.279 | 2022 | 169 | 6120 | No |  |  | 241-0 | Operational | Project #1 | 2009-08-01 |  | Electricity | Reciprocating Engine |  | (2) GE Jenbacher engines; LFG is filtered and dried | 2.84 | 3.8 | 1.45 |  | Alameda Municipal Power; City of Palo Alto, CA | Ameresco, Inc. |  | GE Energy - Jenbacher Gas Engines | No | 0.14371 | 0.01371 | 598.3146 | 204.033 | 133920.6667 | 15 | 13
1004037 | 265 | Kiefer LF | Sacramento County LF | CA | 12701 Kiefer Boulevard & Grant Line Road | Sloughhouse | Sacramento | 95683 | 38.521 | -121.1989 | No | No | No | No | No | No | Public | Sacramento County, CA | Sacramento County, CA | 1967 | 2098 | Open | 660 | 335 |  |  | 117420098 | 34481556 | 2022 | 1132188 | 2022 | No | Not used | No | 14.4 | Yes | 7.837 | 2022 | 43.6 | Yes | 2 | 0.37 | 2019 | 351 | 13500 | No |  |  | 180433-0 | Planned | Project #2 | 2026-12-31 |  | Unknown | Unknown | [10 empty] | No | 0 | 0 | 320.7054 | 138.0234 | 176900.25 | 6 | 5
1004037 | 265 | Kiefer LF | Sacramento County LF | CA | 12701 Kiefer Boulevard & Grant Line Road | Sloughhouse | Sacramento | 95683 | 38.521 | -121.1989 | No | No | No | No | No | No | Public | Sacramento County, CA | Sacramento County, CA | 1967 | 2098 | Open | 660 | 335 |  |  | 117420098 | 34481556 | 2022 | 1132188 | 2022 | No | Not used | No | 14.4 | Yes | 7.837 | 2022 | 43.6 | Yes | 2 | 0.37 | 2019 | 351 | 13500 | No |  |  | 324-0 | Operational | Project #1 (KLG I) | 1999-12-01 |  | Electricity | Reciprocating Engine |  | 3 Caterpillar 3616 engines | 7.91 | 9.15 | 4.4 |  | Sacramento Municipal Utility District (SMUD) | Aria Energy, LLC | Sacramento County, CA | Caterpillar, Inc. | No | 0.40026 | 0.03818 | 320.7054 | 138.0234 | 176900.25 | 6 | 5
1004037 | 265 | Kiefer LF | Sacramento County LF | CA | 12701 Kiefer Boulevard & Grant Line Road | Sloughhouse | Sacramento | 95683 | 38.521 | -121.1989 | No | No | No | No | No | No | Public | Sacramento County, CA | Sacramento County, CA | 1967 | 2098 | Open | 660 | 335 |  |  | 117420098 | 34481556 | 2022 | 1132188 | 2022 | No | Not used | No | 14.4 | Yes | 7.837 | 2022 | 43.6 | Yes | 2 | 0.37 | 2019 | 351 | 13500 | No |  |  | 324-1 | Operational | Project #1, Expansion #1 (KLG II) | 2006-01-01 |  | Electricity | Reciprocating Engine |  | 2 Caterpillar 3616 engines | 5.12 | 6.1 | 2.84 |  | Sacramento Municipal Utility District (SMUD) | Aria Energy, LLC; DTE Vantage | DTE Vantage; Energy Power Partners | Caterpillar, Inc. | No | 0.25908 | 0.02471 | 320.7054 | 138.0234 | 176900.25 | 6 | 5
1007817 | 188 | Kirby Canyon Recycling & Disposal Facility |  | CA | 910 Coyote Creek Golf Drive | Morgan Hill | Santa Clara | 95037 | 37.1851 | -121.6711 | No | No | No | No | No | No | Private | WM | WM | 1986 | 2061 | Open | 311 | 83.2 | 338 |  | 29608945 | 12993080 | 2022 | 598341 | 2022 | Yes | Several times per year | No | 4.293 | Yes | 2.46 | 2022 | 45.3 | Yes |  | 2.46 | 2022 | 81 | 4080 | No | 0.2241 | 0.0214 | 245-0 | Candidate |  |  |  | Unknown | Unknown | [10 empty] | No | 0 | 0 | 88.5678 | 44.3196 | 88279.5 | 4 | 2
1006179 | 225 | Newby Island SLF Phases I, II, & III | NISL | CA | 1601 Dixon Landing Road | Milpitas | Santa Clara | 95035 | 37.459 | -121.9411 | No | No | Yes | Yes | No | No | Private | Republic Services, Inc. | Republic Services, Inc. | 1938 | 2033 | Open | 298 | 235 | 72 |  | 50808696 | 35860073 | 2022 | 1315544 | 2022 | No | Not used | No | 8.501 | Yes | 5.145 | 2022 | 47.1 | Yes | 2 | 5.145 | 2022 | 281 | 7400 | No |  |  | 101858-0 | Shutdown | Project #2 | 2003-06-01 | 2015-12-31 | Electricity | Reciprocating Engine |  | LFG is piped to the WWTP where it is mixed with digester gas and used in 17 engines for electricity and air supply at the WWTP | 1.22 |  | 0.624 |  | San Jose WWTP | Gas Recovery Systems, LLC | Fortistar Methane Group |  | No | 0 | 0 | 1943.6847 | 822.8605 | 144782.2 | 11 | 11
1006179 | 225 | Newby Island SLF Phases I, II, & III | NISL | CA | 1601 Dixon Landing Road | Milpitas | Santa Clara | 95035 | 37.459 | -121.9411 | No | No | Yes | Yes | No | No | Private | Republic Services, Inc. | Republic Services, Inc. | 1938 | 2033 | Open | 298 | 235 | 72 |  | 50808696 | 35860073 | 2022 | 1315544 | 2022 | No | Not used | No | 8.501 | Yes | 5.145 | 2022 | 47.1 | Yes | 2 | 5.145 | 2022 | 281 | 7400 | No |  |  | 180113-0 | Shutdown | Project #1 | 1984-01-01 | 2008-12-31 | Electricity | Reciprocating Engine |  | Plant #1: (4) 725 HP Cooper-Superior 8G825 engines driving 500 kW generators | 2 | 2 | 1.02 |  | Pacific Gas and Electric Company (PG&E) | Gas Recovery Systems, LLC | Fortistar Methane Group |  | No | 0 | 0 | 1943.6847 | 822.8605 | 144782.2 | 11 | 11
1006179 | 225 | Newby Island SLF Phases I, II, & III | NISL | CA | 1601 Dixon Landing Road | Milpitas | Santa Clara | 95035 | 37.459 | -121.9411 | No | No | Yes | Yes | No | No | Private | Republic Services, Inc. | Republic Services, Inc. | 1938 | 2033 | Open | 298 | 235 | 72 |  | 50808696 | 35860073 | 2022 | 1315544 | 2022 | No | Not used | No | 8.501 | Yes | 5.145 | 2022 | 47.1 | Yes | 2 | 5.145 | 2022 | 281 | 7400 | No |  |  | 180113-1 | Shutdown | Project #1, Expansion #1 | 1989-01-01 | 2010-06-01 | Electricity | Reciprocating Engine |  | Plant #2: Three 1500 HP engines driving 1100 kW generators | 3.3 | 3.3 | 1.681 |  | Pacific Gas and Electric Company (PG&E) | Gas Recovery Systems, LLC | Fortistar Methane Group |  | No | 0 | 0 | 1943.6847 | 822.8605 | 144782.2 | 11 | 11
1006179 | 225 | Newby Island SLF Phases I, II, & III | NISL | CA | 1601 Dixon Landing Road | Milpitas | Santa Clara | 95035 | 37.459 | -121.9411 | No | No | Yes | Yes | No | No | Private | Republic Services, Inc. | Republic Services, Inc. | 1938 | 2033 | Open | 298 | 235 | 72 |  | 50808696 | 35860073 | 2022 | 1315544 | 2022 | No | Not used | No | 8.501 | Yes | 5.145 | 2022 | 47.1 | Yes | 2 | 5.145 | 2022 | 281 | 7400 | No |  |  | 180113-2 | Shutdown | Project #1, De-Expansion #1 | 2009-01-01 | 2015-12-31 | Electricity | Reciprocating Engine |  | Plant #1: (2) 725 HP Cooper-Superior 8G825 engines driving 500 kW generators | 1 | 1 | 0.72 |  | Pacific Gas and Electric Company (PG&E) |  | Fortistar Methane Group |  | No | 0 | 0 | 1943.6847 | 822.8605 | 144782.2 | 11 | 11
1006179 | 225 | Newby Island SLF Phases I, II, & III | NISL | CA | 1601 Dixon Landing Road | Milpitas | Santa Clara | 95035 | 37.459 | -121.9411 | No | No | Yes | Yes | No | No | Private | Republic Services, Inc. | Republic Services, Inc. | 1938 | 2033 | Open | 298 | 235 | 72 |  | 50808696 | 35860073 | 2022 | 1315544 | 2022 | No | Not used | No | 8.501 | Yes | 5.145 | 2022 | 47.1 | Yes | 2 | 5.145 | 2022 | 281 | 7400 | No | 0.4686 | 0.0447 | 201001-0 | Candidate |  |  |  | Unknown | Unknown | [10 empty] | Unknown | 0 | 0 | 1943.6847 | 822.8605 | 144782.2 | 11 | 11
1007558 | 20794 | North Miramar SLF |  | CA | 5180 Convoy Street | San Diego | San Diego | 92111 | 32.856 | -117.162 | No | No | No | Yes | No | No | Public | City of San Diego, CA |  | 1973 | 1983 | Closed |  |  |  |  | 6901184 | 6901184 | 1983 | 627380 | 1983 | No | Not used | No | 0.707 | Yes | 0.042 | 2022 | 47.7 | Yes | 2 |  |  | 70 | 9340 | No |  |  | 271-0 | Operational | Combination Project #1 (MBC Cogen) | 1997-06-30 |  | Electricity | Cogeneration |  | plant with (8) 800-kW Caterpillar 3516 engines produces 6.4 MW of electricity, 10 mmBtu/hr of 180 F water, & 6 mmBtu/hr of chilled water (2.8 MW used onsite, balance sold to the grid) | 6.4 | 6.4 | 4.41 |  | City of San Diego Metro Biosolids Center; San Diego Gas & Electric Company | Minnesota Methane LLC | Fortistar Methane Group | Caterpillar, Inc. | No | 0.03238 | 0.00309 | 304.0877 | 89.1464 | 3210 | 1 | 2
1007558 | 20794 | North Miramar SLF |  | CA | 5180 Convoy Street | San Diego | San Diego | 92111 | 32.856 | -117.162 | No | No | No | Yes | No | No | Public | City of San Diego, CA |  | 1973 | 1983 | Closed |  |  |  |  | 6901184 | 6901184 | 1983 | 627380 | 1983 | No | Not used | No | 0.707 | Yes | 0.042 | 2022 | 47.7 | Yes | 2 |  |  | 70 | 9340 | No |  |  | 271-1 | Operational | Combination Project #1, Expansion #1 (MP2) | 2012-06-14 |  | Electricity | Reciprocating Engine |  | (2) Caterpillar G3520C engines provide 51% of MCAS' base energy load, new 6.5-mile power line delivers electricity to MCAS | 3.2 | 3.2 | 1.73 |  | Marine Corp Air Station Miramar (MCASM) | Fortistar Methane Group | Fortistar Methane Group | Caterpillar, Inc. | No | 0.01619 | 0.00154 | 304.0877 | 89.1464 | 3210 | 1 | 2
1002320 | 232 | Olinda Alpha SLF | Olinda SLF | CA | 1942 N. Valencia Avenue | Brea | Orange | 92823 | 33.9336 | -117.8436 | No | No | No | Yes | No | No | Public | County of Orange - OC Waste & Recycling, CA | County of Orange - OC Waste & Recycling, CA | 1960 | 2036 | Open | 453 | 420 | 415 | 235 | 96736556 | 92800120 | 2022 | 2142713 | 2022 | No | Not used | No | 16.588 | Yes | 14.069 | 2022 | 49 | Yes | 3 | 0.912 | 2021 | 559 | 12600 | No |  |  | 180236-0 | Shutdown | Project #2 | 2002-05-06 | 2002-12-01 | Electricity | Reciprocating Engine |  | 2 Deutz engines, producing 1.25 MW each | 2.5 | 2.5 | 1.44 |  | State of California |  |  | DEUTZ Power Systems GmbH & Co KG | No | 0 | 0 | 137.4715 | 61.4282 | 394288.5 | 16 | 10
1002320 | 232 | Olinda Alpha SLF | Olinda SLF | CA | 1942 N. Valencia Avenue | Brea | Orange | 92823 | 33.9336 | -117.8436 | No | No | No | Yes | No | No | Public | County of Orange - OC Waste & Recycling, CA | County of Orange - OC Waste & Recycling, CA | 1960 | 2036 | Open | 453 | 420 | 415 | 235 | 96736556 | 92800120 | 2022 | 2142713 | 2022 | No | Not used | No | 16.588 | Yes | 14.069 | 2022 | 49 | Yes | 3 | 0.912 | 2021 | 559 | 12600 | No |  |  | 181049-0 | Operational | Project #3 | 2012-06-28 |  | Electricity | Combined Cycle |  | 2-train, 2-stage siloxane removal system; (4) Solar turbines each with a Rentech HRSG to capture waste exhaust heat to supply steam to a single Dresser Rand steam turbine generator for 45% project efficiency; post-combustion SCR to control N2O | 23.4 | 32.5 | 10.6 |  | Anaheim Public Utilities | Broadrock Renewables LLC | Broadrock Renewables LLC | Air/Tak Inc.; Cameron Compression Systems; Perennial Energy, Inc.; Relevant Solutions; Solar Turbines Incorporated; Tuthill Vacuum & Blower Systems; Vilter Manufacturing LLC | No | 1.1841 | 0.11294 | 137.4715 | 61.4282 | 394288.5 | 16 | 10
1002320 | 232 | Olinda Alpha SLF | Olinda SLF | CA | 1942 N. Valencia Avenue | Brea | Orange | 92823 | 33.9336 | -117.8436 | No | No | No | Yes | No | No | Public | County of Orange - OC Waste & Recycling, CA | County of Orange - OC Waste & Recycling, CA | 1960 | 2036 | Open | 453 | 420 | 415 | 235 | 96736556 | 92800120 | 2022 | 2142713 | 2022 | No | Not used | No | 16.588 | Yes | 14.069 | 2022 | 49 | Yes | 3 | 0.912 | 2021 | 559 | 12600 | No |  |  | 181049-1 | Operational | Project #3, Expansion #1 | 2015-01-01 |  | Electricity | Combined Cycle |  | 2-train, 2-stage siloxane removal system; (4) Solar turbines each with a Rentech HRSG to capture waste exhaust heat to supply steam to a single Dresser Rand steam turbine generator for 45% project efficiency; post-combustion SCR to control N2O | 4.68 |  | 1.76 |  | Anaheim Public Utilities | Broadrock Renewables LLC | Broadrock Renewables LLC | Solar Turbines Incorporated | No | 0.23682 | 0.02259 | 137.4715 | 61.4282 | 394288.5 | 16 | 10
1002320 | 232 | Olinda Alpha SLF | Olinda SLF | CA | 1942 N. Valencia Avenue | Brea | Orange | 92823 | 33.9336 | -117.8436 | No | No | No | Yes | No | No | Public | County of Orange - OC Waste & Recycling, CA | County of Orange - OC Waste & Recycling, CA | 1960 | 2036 | Open | 453 | 420 | 415 | 235 | 96736556 | 92800120 | 2022 | 2142713 | 2022 | No | Not used | No | 16.588 | Yes | 14.069 | 2022 | 49 | Yes | 3 | 0.912 | 2021 | 559 | 12600 | No |  |  | 290-0 | Shutdown | Project #1 | 1984-10-25 | 2012-08-01 | Electricity | Reciprocating Engine |  | (3) Superior 1,750-kW engines | 5.625 | 5.625 | 2.66 |  | Anaheim Public Utilities | Brea Parties | Macquarie Infrastructure Partners II |  | No | 0 | 0 | 137.4715 | 61.4282 | 394288.5 | 16 | 10
1007112 | 238 | Ox Mountain SLF | Corinda Los Trancos SLF | CA | 12310 San Mateo Road | Half Moon Bay | San Mateo | 94019 | 37.499 | -122.412 | No | No | No | Yes | No | No | Private | Republic Services, Inc. | Republic Services, Inc. | 1977 | 2042 | Open | 191 | 160 | 300 | 226 | 44107549 | 38155932 | 2022 | 937063 | 2022 | No | Not used | No |  | Yes | 10.804 | 2022 | 51.7 | Yes | 3 | 1.868 | 2022 | 233 | 10100 | No |  |  | 296-0 | Operational | Project #1 | 2009-04-01 |  | Electricity | Reciprocating Engine |  | (6) GE Jenbacher 1.92-MW JGS 616 GS-LL engines in all, using GE's temperature swing adsorption (TSA) | 10.58 | 11.4 | 4.768 |  | Alameda Municipal Power; City of Palo Alto, CA | Ameresco, Inc. |  | GE Energy - Jenbacher Gas Engines; Western Energy Systems | No | 0.53536 | 0.05106 | 1192.7174 | 537.1812 | 152757.2 | 11 | 9
1007345 | 250 | Potrero Hills SLF |  | CA | 3675 Potrero Hills Lane | Suisun City | Solano | 94585 | 38.2233 | -121.9778 | No | No | No | Yes | No | No | Private | Waste Connections, Inc. | Waste Connections, Inc. | 1986 | 2059 | Open | 190 | 148 |  |  |  | 22869490 | 2022 | 1110764 | 2022 | Yes | Several times per year | No |  | Yes | 3.622 | 2022 | 49.3 | Yes | 2 | 0.807 | 2022 | 180 | 6700 | No |  |  | 309-0 | Operational | Project #1 | 2016-04-30 |  | Electricity | Reciprocating Engine |  | (5) Caterpillar lean-burn 3520 engines, advanced environmental controls to reduce sulfur content prior to combustion and post-combustion catalytic reduction | 6.72 | 8 | 3.23 |  | Pacific Gas and Electric Company (PG&E) | DTE Vantage | DTE Vantage | Caterpillar, Inc. | No | 0.34004 | 0.03243 | 370.7029 | 144.2866 | 83732.25 | 10 | 9
1002106 | 251 | Prima Deshecha SLF |  | CA | 32250 La Pata Avenue | San Juan Capistrano | Orange | 92675 | 33.4865 | -117.6249 | No | No | No | Yes | No | No | Public | County of Orange - OC Waste & Recycling, CA | County of Orange - OC Waste & Recycling, CA | 1976 | 2102 | Open | 697 | 240 | 430 | 210 | 98159518 | 24966789 | 2022 | 685720 | 2022 | No | Not used | No | 6.509 | Yes | 4.15 | 2022 | 49.1 | Yes | 1 | 4.15 | 2022 | 164 | 6000 | No |  |  | 200993-0 | Planned | Project #2 | 2025-12-31 |  | Renewable Natural Gas | Other | Unknown |  |  |  | 5.32 | [5 empty] | Unknown | 0 | 0 | 37.85 | 21.99 | 96785 | 1 | 1
1002106 | 251 | Prima Deshecha SLF |  | CA | 32250 La Pata Avenue | San Juan Capistrano | Orange | 92675 | 33.4865 | -117.6249 | No | No | No | Yes | No | No | Public | County of Orange - OC Waste & Recycling, CA | County of Orange - OC Waste & Recycling, CA | 1976 | 2102 | Open | 697 | 240 | 430 | 210 | 98159518 | 24966789 | 2022 | 685720 | 2022 | No | Not used | No | 6.509 | Yes | 4.15 | 2022 | 49.1 | Yes | 1 | 4.15 | 2022 | 164 | 6000 | No |  |  | 310-0 | Shutdown | Project #1 | 1999-06-01 | 2021-12-31 | Electricity | Reciprocating Engine |  | (2) Caterpillar 3616 engines (3,150 kW each) | 5.5 | 6.3 | 3.165 |  | San Diego Gas & Electric Company |  | Fortistar Methane Group | Caterpillar, Inc. | No | 0 | 0 | 37.85 | 21.99 | 96785 | 1 | 1
1005042 | 54 | Recology Hay Road LF | B&J Drop Box SLF Inc.; Hay Road Landfill, Inc. | CA | 6426 Hay Road | Vacaville | Solano | 95687 | 38.315 | -121.8316 | No | No | No | Yes | No | No | Private | Recology | Recology | 1964 | 2063 | Open | 256 | 122.8 | 80 |  | 20391489 | 9207695 | 2022 | 712295 | 2022 | No | Not used | No | 2.726 | Yes | 2.201 | 2022 | 48.2 | Yes |  | 1.475 | 2022 | 191 | 3000 | No |  |  | 110-0 | Operational | Project #1 | 2013-07-02 |  | Electricity | Reciprocating Engine |  | (1) Caterpillar G3520C RICE generator rated at 1.6 MWe | 1.48 | 1.6 | 0.726 |  | Marin Clean Energy (MCE) | G2 Energy, LLC | G2 Energy, LLC | Caterpillar, Inc.; Perennial Energy, Inc. | No | 0.07489 | 0.00714 | 145.7117 | 34.409 | 58360 | 8 | 3
1007668 | 258 | Redwood SLF |  | CA | 8950 Redwood Highway | Novato | Marin | 94945 | 38.1661 | -122.5792 | No | No | No | Yes | No | No | Private | WM | WM | 1958 | 2034 | Open |  | 222.5 |  |  | 23913093 | 17011540 | 2022 | 301844 | 2022 | No | Not used | No | 4.973 | Yes | 2.845 | 2022 | 48.2 | Yes | 2 | 1.502 | 2022 | 143 | 6200 | No |  |  | 181063-0 | Operational | Project #2 | 2017-09-20 |  | Electricity | Reciprocating Engine |  | (2) CAT 3520+ models at 2 MW each; engine exhaust is treated to remove CO and NOx; LFG is pre-treated to remove particulates, moisture, sulfur and siloxanes | 2.54 | 3.9 | 1.35 |  | Marin Clean Energy (MCE) | WM Renewable Energy, LLC |  | Caterpillar, Inc. | Yes | 0.12853 | 0.01226 | 135.2115 | 42.5612 | 109692.75 | 10 | 4
1007668 | 258 | Redwood SLF |  | CA | 8950 Redwood Highway | Novato | Marin | 94945 | 38.1661 | -122.5792 | No | No | No | Yes | No | No | Private | WM | WM | 1958 | 2034 | Open |  | 222.5 |  |  | 23913093 | 17011540 | 2022 | 301844 | 2022 | No | Not used | No | 4.973 | Yes | 2.845 | 2022 | 48.2 | Yes | 2 | 1.502 | 2022 | 143 | 6200 | No |  |  | 317-0 | Shutdown | Project #1 | 1997-01-01 | 2005-01-01 | Direct | Leachate Evaporation |  |  |  |  | 0.432 |  |  | RECO |  |  | No | 0 | 0 | 135.2115 | 42.5612 | 109692.75 | 10 | 4
1003198 | 274 | Scholl Canyon SLF |  | CA | 3001 Scholl Canyon Road | Glendale | Los Angeles | 91206 | 34.1519 | -118.1967 | No | No | No | No | No | No | Public | City of Glendale, CA | Sanitation Districts of Los Angeles County, CA | 1961 | 2035 | Open | 440 | 211 | 375 | 300 |  | 35238684 | 2022 | 447183 | 2022 | No | Not used | No | 10.883 | Yes | 9.12 | 2022 | 33.9 | Yes | 12 | 9.12 | 2022 | 165 | 7300 | No |  |  | 201003-0 | Planned | Project #2 | 2024-12-31 |  | Electricity | Reciprocating Engine |  | (4) GE Jenbacher Model J 620 GS-16 engines, each with capacity to produce 3.018 MW at 39.5% efficiency; each engine will have SCR and oxidation catalyst for NOx and CO control |  | 12 |  | City of Glendale, CA |  | City of Glendale, CA | City of Glendale, CA |  | Yes | 0 | 0 | 11.5244 | 4.7554 | 102957.5 | 15 | 1
1003198 | 274 | Scholl Canyon SLF |  | CA | 3001 Scholl Canyon Road | Glendale | Los Angeles | 91206 | 34.1519 | -118.1967 | No | No | No | No | No | No | Public | City of Glendale, CA | Sanitation Districts of Los Angeles County, CA | 1961 | 2035 | Open | 440 | 211 | 375 | 300 |  | 35238684 | 2022 | 447183 | 2022 | No | Not used | No | 10.883 | Yes | 9.12 | 2022 | 33.9 | Yes | 12 | 9.12 | 2022 | 165 | 7300 | No |  |  | 333-0 | Shutdown | Project #1 | 1994-07-01 | 2018-04-01 | Electricity | Steam Turbine |  | 5.5-mile pipeline delivers LFG to be used at Grayson Power Plant for Boiler Steam - Turbine Units 3, 4, and/or 5 as an auxiliary fuel, LFG is mixed with the primary fuel, NG, to generate electricity | 8 |  | 8.56 |  | City of Glendale, CA | Palmer Capital Corporation | City of Glendale, CA |  | No | 0 | 0 | 11.5244 | 4.7554 | 102957.5 | 15 | 1
1007816 | 279 | Simi Valley LF |  | CA | 2801 N. Madera Road | Simi Valley | Ventura | 93065 | 34.2945 | -118.7954 | No | No | No | Yes | No | No | Private | WM | WM | 1970 | 2062 | Open | 371 | 143.7 |  |  | 138635608 | 37145906 | 2022 | 2016416 | 2022 | Yes | Several times per year | No | 13.161 | Yes | 8.951 | 2022 | 44.7 | Yes | 2 | 8.951 | 2022 | 269 | 11000 | No |  |  | 180316-0 | Shutdown | Project #1 | 2004-04-01 | 2016-09-01 | Electricity | Reciprocating Engine |  | (2) 1.3 MW Deutz engines installed for anticipated LNG equipment that didn't arrive | 2.4 | 2.6 | 1.3 |  | Southern California Edison (SCE) Company | WM Energy Solutions, Inc. |  | DEUTZ Power Systems GmbH & Co KG | Yes | 0 | 0 | 28.5741 | 17.9389 | 204720.25 | 6 | 1
1007816 | 279 | Simi Valley LF |  | CA | 2801 N. Madera Road | Simi Valley | Ventura | 93065 | 34.2945 | -118.7954 | No | No | No | Yes | No | No | Private | WM | WM | 1970 | 2062 | Open | 371 | 143.7 |  |  | 138635608 | 37145906 | 2022 | 2016416 | 2022 | Yes | Several times per year | No | 13.161 | Yes | 8.951 | 2022 | 44.7 | Yes | 2 | 8.951 | 2022 | 269 | 11000 | No |  |  | 201439-0 | Construction | Project #2 | 2025-04-01 |  | Renewable Natural Gas | Vehicle Fuel | Pipeline Injection |  |  |  |  | Southern California Gas Company (So Cal Gas) |  | WM Renewable Energy, LLC |  |  | Yes | 0 | 0 | 28.5741 | 17.9389 | 204720.25 | 6 | 1
1003679 | 286 | Sunshine Canyon Landfill | North Valley Landfill | CA | 14747 San Fernando Road | Sylmar | Los Angeles | 91342 | 34.3235 | -118.5029 | No | No | No | No | No | No | Private | Republic Services, Inc. | Republic Services, Inc. | 1955 | 2037 | Open |  | 350.6 | 200 |  | 114148537 | 72985822 | 2022 | 2458975 | 2022 | No | Not used | No | 31.405 | Yes | 24.951 | 2022 | 42.3 | Yes | 6 | 13.477 | 2022 | 1044 | 31334 | No |  |  | 166995-0 | Operational | Project #2 | 2014-09-01 |  | Electricity | Gas Turbine |  | (5) Solar Mercury 50 CTG turbines, each at 43.28 MMBtu/hr and driving a nominal 4.9 MW electric generator | 18.83 | 23 | 11.474 |  | Pacific Gas and Electric Company (PG&E) | Aria Energy, LLC; DTE Vantage | Archaea Energy, LLC | Solar Turbines Incorporated | No | 0.95283 | 0.09088 | 710.1496 | 264.8866 | 358643.1667 | 41 | 29
1003679 | 286 | Sunshine Canyon Landfill | North Valley Landfill | CA | 14747 San Fernando Road | Sylmar | Los Angeles | 91342 | 34.3235 | -118.5029 | No | No | No | No | No | No | Private | Republic Services, Inc. | Republic Services, Inc. | 1955 | 2037 | Open |  | 350.6 | 200 |  | 114148537 | 72985822 | 2022 | 2458975 | 2022 | No | Not used | No | 31.405 | Yes | 24.951 | 2022 | 42.3 | Yes | 6 | 13.477 | 2022 | 1044 | 31334 | No |  |  | 346-0 | Shutdown | Project #1 | 1981-01-01 | 1987-12-01 | Electricity | Reciprocating Engine |  |  | 6 |  |  |  | Los Angeles Department of Water & Power (LADWP) | Gas Recovery Systems, LLC |  |  | No | 0 | 0 | 710.1496 | 264.8866 | 358643.1667 | 41 | 29
1002634 | 289 | Tajiguas SLF | ReSource Center | CA | 14470 Calle Real | Gaviota | Santa Barbara | 93117 | 34.4769 | -120.1242 | No | No | Yes | Yes | Yes | No | Public | Santa Barbara County, CA | Santa Barbara County, CA | 1967 | 2027 | Open | 118 | 106.1 |  |  | 14001750 | 11784454 | 2022 | 205660 | 2022 | No | Not used | No | 2.377 | Yes | 1.693 | 2022 | 50 | Yes |  |  |  | 135 | 2000 | No |  |  | 201712-0 | Operational | Project #2 | 2021-07-16 |  | Electricity | Cogeneration |  | (2) Jenbacher JMG 420 B82 CHP engines at MRF & (2) Jenbacher JMS 416 B82 CHP engines at AD facility (fired on digester gas), treatment system = particulate & moisture filters, heat exchangers, chillers, siloxane removal system & gas compressor |  | 2.86 |  |  | ReSource Center | Mustang Renewable Power Ventures |  | GE Energy - Jenbacher Gas Engines; Willexa Energy, LLC | No | 0 | 0 | 24.0492 | 12.0567 | 62029.6667 | 6 | 1
1002634 | 289 | Tajiguas SLF | ReSource Center | CA | 14470 Calle Real | Gaviota | Santa Barbara | 93117 | 34.4769 | -120.1242 | No | No | Yes | Yes | Yes | No | Public | Santa Barbara County, CA | Santa Barbara County, CA | 1967 | 2027 | Open | 118 | 106.1 |  |  | 14001750 | 11784454 | 2022 | 205660 | 2022 | No | Not used | No | 2.377 | Yes | 1.693 | 2022 | 50 | Yes |  |  |  | 135 | 2000 | No |  |  | 349-0 | Shutdown | Project #1 | 2000-03-31 | 2020-10-31 | Electricity | Reciprocating Engine |  | Caterpillar G3616 IC engine (rated at 4231 bhp) is prime mover that generates electrical energy via a Kato Model CO87-0546 electrical generator | 2.53 | 3 | 1.33 |  | Southern California Edison (SCE) Company | Fortistar Methane Group |  | Caterpillar, Inc. | No | 0 | 0 | 24.0492 | 12.0567 | 62029.6667 | 6 | 1
1004743 | 294 | Toland Road SLF |  | CA | 3500 North Toland Road | Santa Paula | Ventura | 93060 | 34.4025 | -118.9981 | No | No | No | No | No | No | Public | Ventura Regional Sanitation District, CA | Ventura Regional Sanitation District, CA | 1970 | 2038 | Open | 86 | 38.6 | 435 |  | 18900476 | 10944451 | 2022 | 320696 | 2022 | No | Not used | No | 2.822 | Yes | 1.965 | 2022 | 45.1 | Yes | 1 | 1.965 | 2022 | 121 | 1926 | No | 0.179 | 0.0171 | 201708-0 | Candidate |  |  |  | Unknown | Unknown | [10 empty] | Unknown | 0 | 0 | 408.7773 | 163.3565 | 49077.4 | 22 | 16
1004743 | 294 | Toland Road SLF |  | CA | 3500 North Toland Road | Santa Paula | Ventura | 93060 | 34.4025 | -118.9981 | No | No | No | No | No | No | Public | Ventura Regional Sanitation District, CA | Ventura Regional Sanitation District, CA | 1970 | 2038 | Open | 86 | 38.6 | 435 |  | 18900476 | 10944451 | 2022 | 320696 | 2022 | No | Not used | No | 2.822 | Yes | 1.965 | 2022 | 45.1 | Yes | 1 | 1.965 | 2022 | 121 | 1926 | No |  |  | 354-0 | Shutdown | Project #1 | 2004-08-01 | 2018-12-31 | Electricity | Microturbine |  | (1) 70 kW Ingersoll-Rand microturbine | 0.07 | 0.07 |  |  | Toland Road SLF | Ventura Regional Sanitation District, CA |  |  | Unknown | 0 | 0 | 408.7773 | 163.3565 | 49077.4 | 22 | 16
1004743 | 294 | Toland Road SLF |  | CA | 3500 North Toland Road | Santa Paula | Ventura | 93060 | 34.4025 | -118.9981 | No | No | No | No | No | No | Public | Ventura Regional Sanitation District, CA | Ventura Regional Sanitation District, CA | 1970 | 2038 | Open | 86 | 38.6 | 435 |  | 18900476 | 10944451 | 2022 | 320696 | 2022 | No | Not used | No | 2.822 | Yes | 1.965 | 2022 | 45.1 | Yes | 1 | 1.965 | 2022 | 121 | 1926 | No |  |  | 354-1 | Shutdown | Project #1, Expansion #1 | 2009-07-01 | 2018-12-31 | Electricity | Microturbine |  | (9) Ingersoll Rand (Flex Energy) microturbines (expandable to 15); 3 supply 750 kW power to sludge/biosolids drying facility and 6 provide power to the grid; LFG is treated for liquid, sulfur (SulfaTreat) and siloxanes (carbon and Midas media) | 2.25 | 2.25 |  |  | Southern California Edison (SCE) Company; Ventura Regional Sanitation District, CA |  |  | Ener-Core, Inc.; SulfaTreat | Unknown | 0 | 0 | 408.7773 | 163.3565 | 49077.4 | 22 | 16
1007040 | 309 | Vasco Road SLF |  | CA | 4001 North Vasco Road | Livermore | Alameda | 94550 | 37.7533 | -121.7233 | No | No | No | No | No | No | Private | Republic Services, Inc. | Republic Services, Inc. | 1962 | 2034 | Open | 222 | 204.2 |  |  | 37163551 | 29202727 | 2022 | 459984 | 2022 | Yes | Several times per year | No | 5.63 | Yes | 2.322 | 2022 | 46.9 | Yes |  | 0.31 | 2022 | 130 | 5644 | No |  |  | 369-0 | Operational | Project #1 | 2014-02-22 |  | Electricity | Reciprocating Engine |  | (2) GE Jenbacher engines | 3.87 |  | 2.01 |  | Silicon Valley Power, City of Santa Clara, CA | Ameresco, Inc. |  | GE Energy - Jenbacher Gas Engines | No | 0.19583 | 0.01868 | 103.4178 | 27.0031 | 31332.1667 | 14 | 6
1007607 | 311 | Victorville Sanitary Landfill |  | CA | 18600 Stoddard Wells Road | Victorville | San Bernardino | 92392 | 34.5933 | -117.27 | No | No | No | Yes | Yes | No | Public | San Bernardino County, CA | BURRTEC | 1975 | 2047 | Open | 341 | 82 |  | 100 | 56044792 | 13019199 | 2022 | 384158 | 2022 | Yes | Several times per year | No | 2.32 | Yes | 0.238 | 2022 | 32.3 | Yes | 1 | 0.238 | 2022 | 63 | 2000 | No | 0.0217 | 0.0021 | 371-0 | Candidate |  |  |  | Unknown | Unknown | [10 empty] | No | 0 | 0 | 10.371 | 10.5438 | 29843.3333 | 7 | 1
1004548 | 312 | Visalia Landfill | Tulare County Refuse Disposal; Visalia Disposal Site | CA | 33466 Road 80 8614 Avenue 328 | Visalia | Tulare | 93291 | 36.3922 | -119.3919 | No | No | No | Yes | No | No | Public | Tulare County, CA | Tulare County, CA | 1971 | 2127 | Open | 247 | 147 |  |  | 13975392 | 7835526 | 2022 | 371031 | 2022 | No | Not used | No | 0.94 | Yes | 0.761 | 2022 | 37.4 | Yes |  | 0.761 | 2022 | 61 | 5000 | No |  |  | 372-0 | Shutdown | Project #1 | 1998-05-27 | 2012-12-31 | Electricity | Reciprocating Engine |  |  | 1.5 |  | 0.84 |  | Anaheim Public Utilities | NEO Corporation | Fortistar Methane Group |  | No | 0 | 0 | 81.653 | 21.0137 | 16620.4 | 13 | 6
1007709 | 1718 | Denver Arapahoe Disposal Site (DADS) | Lowry LF | CO | 3500 South Gun Club Road | Aurora | Arapahoe | 80018 | 39.66 | -104.69 | No | No | No | Yes | No | No | Public | City and County of Denver, CO | WM | 1966 | 2154 | Open | 1363 | 677 |  | 159 | 403240336 | 77765921 | 2022 | 2094541 | 2022 | Yes | Several times per year | No | 12.4 | Yes | 3.724 | 2022 | 47.1 | Yes | 2 | 2.18 | 2022 | 300 | 3800 | No |  |  | 6397-0 | Operational | Project #1 | 2008-09-01 |  | Electricity | Reciprocating Engine |  | (4) Caterpillar 3516 engines | 2.51 | 3.2 | 1.55 |  | Xcel Energy - Denver District Cooling | WM Renewable Energy, LLC |  | Caterpillar, Inc. | Yes | 0.12701 | 0.01211 | 62.3358 | 22.5376 | 29311 | 5 | 3
1003911 | 2277 | Front Range Landfill |  | CO | 1830 Weld County Road 5 | Erie | Weld | 80516 | 40.0204 | -105.0127 | No | No | No | No | No | No | Private | Waste Connections Inc. - Central Region | Waste Connections Inc. - Central Region | 1996 | 2048 | Open | 326 | 78.3 |  |  | 39434597 | 22704246 | 2022 | 1915775 | 2022 | Yes | Several times per year | No | 3.308 | Yes | 2.047 | 2022 | 44.8 | Yes |  | 1.861 | 2022 | 45 | 2000 | No |  |  | 6416-0 | Operational | Combination Project | 2011-10-01 |  | Electricity | Reciprocating Engine |  | (2) CAT G3520 engines; 1.75 miles of pipeline collect LFG from the (3) landfills; no siloxane removal | 1.62 | 3.2 | 1.27 |  | United Power Cooperative | Aria Energy, LLC; Timberline Energy, LLC | Archaea Energy, LLC; Timberline Energy, LLC | Caterpillar, Inc.; Houston Service Industries | No | 0.02733 | 0.00261 | 105.438 | 49.1192 | 96697 | 9 | 7
1007880 | 1738 | North Weld SLF |  | CO | 40000 Weld County Road 25 | Ault | Weld | 80610 | 40.5822 | -104.8318 | No | No | No | No | No | No | Private | WM | WM | 1992 | 2053 | Open | 170 | 91.1 |  |  | 38933891 | 13102853 | 2022 | 763262 | 2022 | No | Not used | No | 1.41 | Yes | 0.701 | 2022 | 51.3 | Yes |  | 0.701 | 2022 | 32 | 1200 | No | 0.0638 | 0.0061 | 6417-0 | Candidate |  |  |  | Unknown | Unknown | [10 empty] | No | 0 | 0 | 52.643 | 18.9351 | 124618 | 7 | 2
1006044 | 1716 | Tower Landfill Inc. |  | CO | 8480 Tower Road | Commerce City | Adams | 80022 | 39.8505 | -104.7719 | No | No | No | No | No | No | Private | Republic Services, Inc. | Republic Services, Inc. | 1981 | 2047 | Open | 339 | 229.3 |  | 143 | 84980898 | 49212241 | 2022 | 1305624 | 2022 | No | Not used | No | 11.1 | Yes | 1.277 | 2022 | 47.2 | Yes | 1 | 1.277 | 2022 | 92 | 1600 | No |  |  | 6395-0 | Shutdown | Project #1 | 2000-01-01 | 2000-12-31 | Electricity | Reciprocating Engine |  |  | 2.7 |  |  |  |  | EDL Energy |  |  | No | 0 | 0 | 28.4908 | 12.5713 | 39635 | 5 | 2
1002899 | 2304 | Central County Solid Waste Disposal Complex | Sarasota Central Landfill Complex | FL | 4000 Knights Trail Road | Nokomis | Sarasota | 34275 | 27.2016 | -82.3906 | No | No | No | No | No | No | Public | Sarasota County, FL | WM | 1998 | 2042 | Open | 295 | 89.3 |  |  | 28665000 | 7021083 | 2022 | 354356 | 2022 | No | Not used | No | 3.986 | Yes | 1.971 | 2022 | 54.5 | Yes |  | 0.007 | 2022 | 107 | 5500 | No |  |  | 180397-0 | Operational | Project #1 | 2015-02-12 |  | Electricity | Reciprocating Engine |  | (3) lean-burn CAT G3520C engine/generator sets at first, (1) additional engine as LFG increases | 2.84 | 4.8 | 1.473 |  | JEA | Aria Energy, LLC; Innovative Energy Systems, LLC | Archaea Energy, LLC | Caterpillar, Inc. | No | 0.14371 | 0.01371 | 2149.4534 | 574.6304 | 147551 | 1 | 1
1002899 | 2304 | Central County Solid Waste Disposal Complex | Sarasota Central Landfill Complex | FL | 4000 Knights Trail Road | Nokomis | Sarasota | 34275 | 27.2016 | -82.3906 | No | No | No | No | No | No | Public | Sarasota County, FL | WM | 1998 | 2042 | Open | 295 | 89.3 |  |  | 28665000 | 7021083 | 2022 | 354356 | 2022 | No | Not used | No | 3.986 | Yes | 1.971 | 2022 | 54.5 | Yes |  | 0.007 | 2022 | 107 | 5500 | No |  |  | 180397-1 | Operational | Project #1, Expansion #1 | 2020-01-01 |  | Electricity | Reciprocating Engine |  | (1) lean-burn CAT G3520C engine/generator set added | 0.95 | 1.6 | 0.491 |  | City of Jacksonville, FL; JEA | Aria Energy, LLC | Archaea Energy, LLC | Caterpillar, Inc. | No | 0.04807 | 0.00459 | 2149.4534 | 574.6304 | 147551 | 1 | 1
1004913 | 414 | Lena Road Class I Landfill | Manatee County LF; Lena Road County LF | FL | 3333 Lena Road S. of SR-64 & Lena Road INT | Bradenton | Manatee | 34211 | 27.4701 | -82.4435 | No | No | No | No | No | No | Public | Manatee County, FL | Manatee County, FL | 1972 | 2041 | Open |  | 198 |  | 100 | 20947500 | 11678873 | 2022 | 346218 | 2022 | No | Not used | No | 3.617 | Yes | 1.667 | 2022 | 48.4 | Yes | 1 | 1.201 | 2022 | 293 | 3000 | No |  |  | 180948-0 | Operational | Project #1 | 2008-07-31 |  | Direct | Direct Thermal |  | drying biosolids (leftover sludge) at WWTP, using in place of natural gas, LFG provides 15 MMBtu/hr to change the biosolids into tiny fertilizer pellets inside a 30 ft x 15 ft cylinder; also used to heat a grease boiler that accepts waste |  |  | 0.467 |  | Manatee County Southeast Water Reclamation Facility |  |  |  | Unknown | 0.04579 | 0.00404 | 2513.4876 | 798.1201 | 38479 | 1 | 1
1004913 | 414 | Lena Road Class I Landfill | Manatee County LF; Lena Road County LF | FL | 3333 Lena Road S. of SR-64 & Lena Road INT | Bradenton | Manatee | 34211 | 27.4701 | -82.4435 | No | No | No | No | No | No | Public | Manatee County, FL | Manatee County, FL | 1972 | 2041 | Open |  | 198 |  | 100 | 20947500 | 11678873 | 2022 | 346218 | 2022 | No | Not used | No | 3.617 | Yes | 1.667 | 2022 | 48.4 | Yes | 1 | 1.201 | 2022 | 293 | 3000 | No |  |  | 201727-0 | Planned | Project #3 | 2025-01-01 |  | Renewable Natural Gas | Other | Unknown | [9 empty] | Unknown | 0 | 0 | 2513.4876 | 798.1201 | 38479 | 1 | 1
1004913 | 414 | Lena Road Class I Landfill | Manatee County LF; Lena Road County LF | FL | 3333 Lena Road S. of SR-64 & Lena Road INT | Bradenton | Manatee | 34211 | 27.4701 | -82.4435 | No | No | No | No | No | No | Public | Manatee County, FL | Manatee County, FL | 1972 | 2041 | Open |  | 198 |  | 100 | 20947500 | 11678873 | 2022 | 346218 | 2022 | No | Not used | No | 3.617 | Yes | 1.667 | 2022 | 48.4 | Yes | 1 | 1.201 | 2022 | 293 | 3000 | No |  |  | 479-0 | Shutdown | Project #2 | 2014-05-01 | 2019-12-31 | Electricity | Reciprocating Engine |  | (1) Caterpillar 3520C engine provides power to County WRRF and for sludge dryer | 1.46 | 1.6 | 0.692 |  | Manatee County Southeast Water Reclamation Facility | Manatee County, FL | Manatee County, FL | Caterpillar, Inc. | Yes | 0 | 0 | 2513.4876 | 798.1201 | 38479 | 1 | 1
1007857 | 402 | Medley Landfill |  | FL | 9350 NW 89th Avenue | Medley | Miami-Dade | 33178 | 25.8586 | -80.3508 | No | No | No | No | No | No | Private | WM | WM | 1980 | 2030 | Open |  | 144.7 | 100 |  | 44636263 | 35560166 | 2022 | 1379566 | 2022 | No | Not used | No | 11.348 | Yes | 7.577 | 2022 | 49.6 | Yes | 2 | 7.577 | 2022 | 313 | 14000 | No |  |  | 467-0 | Construction | Project #1 | 2025-12-31 |  | Renewable Natural Gas | Other | Pipeline Injection | will produce enough RNG for ~50,000 homes or ~1,700 NG vehicles per day |  |  |  | Florida City Gas (FCG) |  |  |  |  | Unknown | 0 | 0 | 2170.0089 | 669.1996 | 110578 | 2 | 2
1006859 | 424 | North Central Landfill | North Central LF Site 201 | FL | 10 Environmental Loop South 7399 De Castro Road | Winter Haven | Polk | 33880 | 28.0239 | -81.8472 | No | No | No | No | No | No | Public | Polk County Board of County Commissioners, FL | Polk County Board of County Commissioners, FL | 1977 | 2027 | Open |  | 268.7 | 150 | 125 | 25308136 | 20352370 | 2022 | 721083 | 2022 | Yes | Occasionally but not every year | No | 7.1 | Yes | 3.12 | 2022 | 49.9 | Yes | 1 | 3.12 | 2022 | 182 | 3300 | No |  |  | 201476-0 | Construction | Project #2 | 2024-10-01 |  | Renewable Natural Gas | Vehicle Fuel | Local Use | [7 empty] | OPAL Fuels Inc. |  | No | 0 | 0 |  |  | 399441 | 1 | 1
1006859 | 424 | North Central Landfill | North Central LF Site 201 | FL | 10 Environmental Loop South 7399 De Castro Road | Winter Haven | Polk | 33880 | 28.0239 | -81.8472 | No | No | No | No | No | No | Public | Polk County Board of County Commissioners, FL | Polk County Board of County Commissioners, FL | 1977 | 2027 | Open |  | 268.7 | 150 | 125 | 25308136 | 20352370 | 2022 | 721083 | 2022 | Yes | Occasionally but not every year | No | 7.1 | Yes | 3.12 | 2022 | 49.9 | Yes | 1 | 3.12 | 2022 | 182 | 3300 | No |  |  | 489-0 | Shutdown | Project #1 | 1997-01-01 | 2019-01-01 | Electricity | Steam Turbine |  | supplements wood waste and waste tires fuel for steam driven electric generators | 0.73 | 5 | 0.95 |  | Wheelabrator Ridge Energy (WRE) | Wheelabrator Ridge Energy (WRE) |  |  | No | 0 | 0 |  |  | 399441 | 1 | 1
1003619 | 419 | Okeechobee LF | Berman Road LF | FL | 10800 NE 128th Avenue | Okeechobee | Okeechobee | 34972 | 27.341 | -80.6966 | No | No | No | No | No | No | Private | WM | WM | 1981 | 2078 | Open |  | 187.6 | 220 |  | 241553464 | 37538675 | 2022 | 2203649 | 2022 | No | Not used | No | 10.9 | Yes | 6.606 | 2022 | 43.2 | Yes | 3 | 6.606 | 2022 | 391 | 10500 | Yes |  |  | 181108-0 | Construction | Project #2 | 2025-12-31 |  | Renewable Natural Gas | Other | Pipeline Injection | will produce enough RNG for ~37,000 homes or ~1,300 NG vehicles per day | [8 empty] | Unknown | 0 | 0 |  |  | 62206 | 1 | 1
1003619 | 419 | Okeechobee LF | Berman Road LF | FL | 10800 NE 128th Avenue | Okeechobee | Okeechobee | 34972 | 27.341 | -80.6966 | No | No | No | No | No | No | Private | WM | WM | 1981 | 2078 | Open |  | 187.6 | 220 |  | 241553464 | 37538675 | 2022 | 2203649 | 2022 | No | Not used | No | 10.9 | Yes | 6.606 | 2022 | 43.2 | Yes | 3 | 6.606 | 2022 | 391 | 10500 | Yes |  |  | 484-0 | Shutdown | Project #1 | 1998-08-01 | 2009-01-01 | Direct | Leachate Evaporation |  | 20,000 gpd |  |  | 2.304 |  | Berman Road LF | APTIM |  |  | No | 0 | 0 |  |  | 62206 | 1 | 1
1003619 | 419 | Okeechobee LF | Berman Road LF | FL | 10800 NE 128th Avenue | Okeechobee | Okeechobee | 34972 | 27.341 | -80.6966 | No | No | No | No | No | No | Private | WM | WM | 1981 | 2078 | Open |  | 187.6 | 220 |  | 241553464 | 37538675 | 2022 | 2203649 | 2022 | No | Not used | No | 10.9 | Yes | 6.606 | 2022 | 43.2 | Yes | 3 | 6.606 | 2022 | 391 | 10500 | Yes |  |  | 484-1 | Shutdown | Project #1, Expansion #1 | 2002-12-15 | 2009-01-01 | Direct | Leachate Evaporation |  | 20,000 gpd |  |  | 2.304 |  | Berman Road LF | APTIM |  |  | No | 0 | 0 |  |  | 62206 | 1 | 1
1008215 | 420 | Orange County SLF |  | FL | 12100 Young Pine Road | Orlando | Orange | 32829 | 28.481 | -81.2083 | No | No | No | Yes | No | No | Public | Orange County Utilities, Solid Waste Division, FL | Orange County Utilities, Solid Waste Division, FL | 1972 | 2088 | Open |  | 717.4 | 65 |  | 64559937 | 36079131 | 2022 | 1159080 | 2022 | No | Not used | No | 7.177 | Yes | 5.622 | 2022 | 42 | Yes | 4 | 2.335 | 2021 | 576 | 13300 | No |  |  | 485-0 | Shutdown | Project #1 | 1998-04-01 | 2010-12-31 | Electricity | Steam Turbine |  | 1.6-mile pipeline to Stanton Energy Center, LFG co-fired with coal in 1 of 2 boilers retrofitted with an LFG port to produce steam and electricity | 12.4 |  | 5.76 |  | Orlando Utilities Commission (OUC) | DTE Vantage | Orange County Utilities, Solid Waste Division, FL |  | No | 0 | 0 | 4770.9182 | 1437.3671 | 167443 | 1 | 1
1008215 | 420 | Orange County SLF |  | FL | 12100 Young Pine Road | Orlando | Orange | 32829 | 28.481 | -81.2083 | No | No | No | Yes | No | No | Public | Orange County Utilities, Solid Waste Division, FL | Orange County Utilities, Solid Waste Division, FL | 1972 | 2088 | Open |  | 717.4 | 65 |  | 64559937 | 36079131 | 2022 | 1159080 | 2022 | No | Not used | No | 7.177 | Yes | 5.622 | 2022 | 42 | Yes | 4 | 2.335 | 2021 | 576 | 13300 | No |  |  | 485-1 | Operational | Project #1, Expansion #1 | 2011-08-01 |  | Electricity | Steam Turbine |  | 5-mile pipeline to Stanton Energy Center, LFG co-fired with coal in 2 boilers that produce steam used to generate electricity | 8 |  | 3.96 |  | Orlando Utilities Commission (OUC) | Orange County Utilities, Solid Waste Division, FL; Orlando Utilities Commission (OUC) | Orlando Utilities Commission (OUC) |  | Yes | 0.40481 | 0.03861 | 4770.9182 | 1437.3671 | 167443 | 1 | 1
1007219 | 428 | St. Lucie County Baling and Recycling Facility |  | FL | 6120 Glades Cutoff Road | Fort Pierce | St. Lucie | 34981 | 27.3908 | -80.3956 | No | No | No | No | No | No | Public | St. Lucie County, FL | St. Lucie Waste Service | 1978 | 2065 | Open | 132.9 | 130.6 | 125 |  | 21826889 | 8454268 | 2022 | 279163 | 2022 | No | Not used | No | 3.66 | Yes | 0.961 | 2022 | 44.7 | Yes | 1 | 0.166 | 2022 | 128 | 2000 | No |  |  | 181096-0 | Shutdown | Project #2 | 2013-05-01 | 2016-12-31 | Electricity | Cogeneration |  | (1) Caterpillar 3520C 16-cylinder engine with heat recovery from engine exhaust (27.5 therms/hr) to make steam and hot coolant recovery from engine jacket (25.7 therms/hr) to pre-heat water feeding the de-aerator | 1.6 | 1.6 | 0.86 |  | Tropicana |  |  | Caterpillar, Inc. | Unknown | 0 | 0 |  |  | 60429 | 2 | 1
1007219 | 428 | St. Lucie County Baling and Recycling Facility |  | FL | 6120 Glades Cutoff Road | Fort Pierce | St. Lucie | 34981 | 27.3908 | -80.3956 | No | No | No | No | No | No | Public | St. Lucie County, FL | St. Lucie Waste Service | 1978 | 2065 | Open | 132.9 | 130.6 | 125 |  | 21826889 | 8454268 | 2022 | 279163 | 2022 | No | Not used | No | 3.66 | Yes | 0.961 | 2022 | 44.7 | Yes | 1 | 0.166 | 2022 | 128 | 2000 | No |  |  | 181096-1 | Operational | Project #2, De-Expansion #1 | 2017-01-01 |  | Electricity | Cogeneration |  | (1) Caterpillar 3520C 16-cylinder engine with heat recovery from engine exhaust (27.5 therms/hr) to make steam and hot coolant recovery from engine jacket (25.7 therms/hr) to pre-heat water feeding the de-aerator | 1 | 1.6 | 0.59 |  | Tropicana |  |  | Caterpillar, Inc. | Unknown | 0.0506 | 0.00483 |  |  | 60429 | 2 | 1
1007219 | 428 | St. Lucie County Baling and Recycling Facility |  | FL | 6120 Glades Cutoff Road | Fort Pierce | St. Lucie | 34981 | 27.3908 | -80.3956 | No | No | No | No | No | No | Public | St. Lucie County, FL | St. Lucie Waste Service | 1978 | 2065 | Open | 132.9 | 130.6 | 125 |  | 21826889 | 8454268 | 2022 | 279163 | 2022 | No | Not used | No | 3.66 | Yes | 0.961 | 2022 | 44.7 | Yes | 1 | 0.166 | 2022 | 128 | 2000 | No |  |  | 493-0 | Shutdown | Project #1 | 2005-08-22 | 2013-05-01 | Direct | Boiler |  | retrofitted 35-yr old watertube boiler (#2) for steam production in juice manufacturing plant |  |  | 1.01 |  | Tropicana | CPL Systems, Inc.; Tropicana |  |  | No | 0 | 0 |  |  | 60429 | 2 | 1
1007219 | 428 | St. Lucie County Baling and Recycling Facility |  | FL | 6120 Glades Cutoff Road | Fort Pierce | St. Lucie | 34981 | 27.3908 | -80.3956 | No | No | No | No | No | No | Public | St. Lucie County, FL | St. Lucie Waste Service | 1978 | 2065 | Open | 132.9 | 130.6 | 125 |  | 21826889 | 8454268 | 2022 | 279163 | 2022 | No | Not used | No | 3.66 | Yes | 0.961 | 2022 | 44.7 | Yes | 1 | 0.166 | 2022 | 128 | 2000 | No |  |  | 493-1 | Operational | Project #1, De-Expansion #1 | 2013-05-01 |  | Direct | Boiler |  | retrofitted firetube Kewanee boiler (#3) (45 therms/hr) for steam production in juice manufacturing plant |  |  | 0.22 |  | Tropicana | CPL Systems, Inc.; Tropicana |  |  | No | 0.02157 | 0.0019 |  |  | 60429 | 2 | 1
1003710 | 10403 | Eagle Point Landfill LLC |  | GA | 8880 Old Federal Road | Ball Ground | Forsyth | 30107 | 34.3256 | -84.2408 | No | No | No | No | No | No | Private | GFL Environmental USA Inc. | GFL Environmental USA Inc. | 2002 | 2033 | Open | 163 | 81.5 |  |  | 33782096 | 20344086 | 2022 | 861161 | 2022 | No | Not used | No | 10.3 | Yes | 8.519 | 2022 | 43.7 | Yes | 4 | 8.519 | 2022 | 349 | 13093 | No | 0.7759 | 0.074 | 180881-0 | Candidate |  |  |  | Unknown | Unknown | [10 empty] | Unknown | 0 | 0 | 441.6531 | 299.5735 | 121939 | 6 | 3
1004256 | 1978 | Grady Road Landfill | Polk County Landfill #2 | GA | 316 Grady Road | Rockmart | Polk | 30153 | 33.9968 | -85.167 | No | No | No | No | No | No | Public | Polk County Board of Commissioners, GA | GFL Environmental USA Inc. | 1994 | 2038 | Open |  | 56 |  |  | 18442581 | 9332772 | 2022 | 571422 | 2022 | No | Not used | No | 3.999 | Yes | 3.579 | 2022 | 51.3 | Yes |  | 3.579 | 2022 | 126 | 4200 | No | 0.326 | 0.0311 | 167063-0 | Candidate |  |  |  | Unknown | Unknown | [10 empty] | No | 0 | 0 | 2879.802 | 820.3897 | 88382 | 8 | 8
1006328 | 2303 | Pine Bluff Landfill |  | GA | 13809 East Cherokee Drive | Ball Ground | Cherokee | 30107 | 34.273 | -84.387 | No | No | No | No | No | No | Private | WM | WM | 1990 | 2057 | Open |  | 134.3 |  |  | 81571211 | 27142966 | 2022 | 1476613 | 2022 | No | Occasionally but not every year | No |  | Yes | 8.675 | 2022 | 43.3 | Yes | 3 | 8.675 | 2022 | 358 | 8750 | No |  |  | 180396-0 | Shutdown | Project #1 | 2005-02-23 | 2011-12-31 | Direct | Boiler |  | 3.5-mile pipeline to chicken processing cooperative for use in (3) 125 psig steam boilers, 90 MMBtu/hr capacity, LFG used to heat equipment for processing chickens for pet food |  |  | 2.304 |  | Pilgrim's Pride | Ameresco, Inc. |  |  | No | 0 | 0 | 1649.2332 | 580.685 | 113986 | 6 | 5
1006328 | 2303 | Pine Bluff Landfill |  | GA | 13809 East Cherokee Drive | Ball Ground | Cherokee | 30107 | 34.273 | -84.387 | No | No | No | No | No | No | Private | WM | WM | 1990 | 2057 | Open |  | 134.3 |  |  | 81571211 | 27142966 | 2022 | 1476613 | 2022 | No | Occasionally but not every year | No |  | Yes | 8.675 | 2022 | 43.3 | Yes | 3 | 8.675 | 2022 | 358 | 8750 | No |  |  | 180396-1 | Shutdown | Project #1, Expansion #1 | 2007-01-01 | 2011-12-31 | Direct | Boiler |  | 3.5-mile pipeline to chicken processing cooperative for use in (3) 125 psig steam boilers, 90 MMBtu/hr capacity, LFG used to heat equipment for processing chickens for pet food |  |  | 1.296 |  | Pilgrim's Pride | Ameresco, Inc. |  |  | No | 0 | 0 | 1649.2332 | 580.685 | 113986 | 6 | 5
1006328 | 2303 | Pine Bluff Landfill |  | GA | 13809 East Cherokee Drive | Ball Ground | Cherokee | 30107 | 34.273 | -84.387 | No | No | No | No | No | No | Private | WM | WM | 1990 | 2057 | Open |  | 134.3 |  |  | 81571211 | 27142966 | 2022 | 1476613 | 2022 | No | Occasionally but not every year | No |  | Yes | 8.675 | 2022 | 43.3 | Yes | 3 | 8.675 | 2022 | 358 | 8750 | No |  |  | 180396-2 | Shutdown | Project #1, De-Expansion #1 | 2012-01-01 | 2013-01-01 | Direct | Boiler |  | 3.5-mile pipeline to chicken processing cooperative for use in (3) 125 psig steam boilers, 90 MMBtu/hr capacity, LFG used to heat equipment for processing chickens for pet food |  |  | 0.66 |  | Pilgrim's Pride | Ameresco, Inc. |  |  | No | 0 | 0 | 1649.2332 | 580.685 | 113986 | 6 | 5
1006328 | 2303 | Pine Bluff Landfill |  | GA | 13809 East Cherokee Drive | Ball Ground | Cherokee | 30107 | 34.273 | -84.387 | No | No | No | No | No | No | Private | WM | WM | 1990 | 2057 | Open |  | 134.3 |  |  | 81571211 | 27142966 | 2022 | 1476613 | 2022 | No | Occasionally but not every year | No |  | Yes | 8.675 | 2022 | 43.3 | Yes | 3 | 8.675 | 2022 | 358 | 8750 | No | 0.7901 | 0.0754 | 200999-0 | Candidate |  |  |  | Unknown | Unknown | [10 empty] | Unknown | 0 | 0 | 1649.2332 | 580.685 | 113986 | 6 | 5
1002478 | 2266 | Pine Ridge Landfill | Pine Ridge Recycling | GA | 105 Bailey Jester Road | Griffin | Butts | 30223 | 33.24 | -84.1187 | No | No | No | No | No | No | Private | Republic Services, Inc. | Republic Services, Inc. | 1997 | 2041 | Open |  | 148 |  |  | 37266389 | 25610923 | 2022 | 954365 | 2022 | No | Not used | No | 6.755 | Yes | 4.874 | 2022 | 49.5 | Yes |  | 2.906 | 2022 | 292 | 7360 | No |  |  | 180356-0 | Operational | Project #1 | 2016-07-22 |  | Electricity | Reciprocating Engine |  | (3) GE-Jenbacher J-616 units at 2.176 MW each, with thermal oxidizer for LFG pretreatment system | 4.05 | 6.5 | 1.968 |  | Georgia Power Company | Mas Energy, LLC | I Squared Capital | GE Energy - Jenbacher Gas Engines; Nixon Energy Solutions | No | 0.20494 | 0.01955 | 3230.2859 | 1015.9073 | 118017 | 7 | 7
1004487 | 454 | Richland Creek Road Landfill | UWL Inc-Richland Creek Road | GA | 5691 South Richland Creek Road | Buford | Gwinnett | 30518 | 34.127 | -84.0353 | No | No | No | No | No | No | Private | Republic Services, Inc. | Republic Services, Inc. | 1989 | 2030 | Open |  | 173 | 75 |  | 23232703 | 21968810 | 2022 | 971757 | 2022 | No | Not used | No | 8.2 | Yes | 5.795 | 2022 | 48.7 | Yes | 1 | 2.401 | 2022 | 212 | 11525 | No |  |  | 519-0 | Operational | Project #1 | 2016-07-22 |  | Electricity | Reciprocating Engine |  | (5) GE-Jenbacher J-616 units at 2.176 MW each, with thermal oxidizer for LFG pretreatment system | 6.09 | 10.88 | 3.4 |  | Georgia Power Company | Mas Energy, LLC | I Squared Capital | GE Energy - Jenbacher Gas Engines; Nixon Energy Solutions | No | 0.30816 | 0.02939 | 3535.8578 | 1194.8999 | 126330 | 7 | 7
1005638 | 448 | Seminole Road MSW Landfill | DeKalb County-Seminole Road MSW Landfill | GA | 4203 Clevemont Road | Ellenwood | DeKalb | 30294 | 33.6552 | -84.2525 | No | No | No | Yes | No | No | Public | DeKalb County Sanitation, GA | DeKalb County Sanitation, GA | 1977 | 2074 | Open | 348 | 175 | 91 | 56 | 53773364 | 15618359 | 2022 | 492996 | 2022 | No | Not used | No | 5.856 | Yes | 2.264 | 2022 | 42.7 | Yes | 1 | 1.295 | 2021 | 251 | 2100 | No |  |  | 181023-0 | Shutdown | Project #2a | 2013-02-26 | 2017-12-31 | Renewable Natural Gas | Vehicle Fuel | Local Use | Converts LFG to renewable natural gas (RNG) for onsite CNG fueling station for 40 county garbage trucks and also public use |  |  | 0.198 |  | DeKalb County Sanitation, GA | DeKalb County Sanitation, GA |  | ARC Technologies Corporation | Yes | 0 | 0 | 2273.6873 | 745.593 | 351800 | 7 | 7
1005638 | 448 | Seminole Road MSW Landfill | DeKalb County-Seminole Road MSW Landfill | GA | 4203 Clevemont Road | Ellenwood | DeKalb | 30294 | 33.6552 | -84.2525 | No | No | No | Yes | No | No | Public | DeKalb County Sanitation, GA | DeKalb County Sanitation, GA | 1977 | 2074 | Open | 348 | 175 | 91 | 56 | 53773364 | 15618359 | 2022 | 492996 | 2022 | No | Not used | No | 5.856 | Yes | 2.264 | 2022 | 42.7 | Yes | 1 | 1.295 | 2021 | 251 | 2100 | No |  |  | 200582-0 | Shutdown | Project #2b | 2013-02-26 | 2017-12-31 | Renewable Natural Gas | Vehicle Fuel | Pipeline Injection | Converts LFG to renewable natural gas (RNG) for injection into natural gas pipeline |  |  | 0 |  | Gas South | DeKalb County Sanitation, GA |  | ARC Technologies Corporation | Yes | 0 | 0 | 2273.6873 | 745.593 | 351800 | 7 | 7
1005638 | 448 | Seminole Road MSW Landfill | DeKalb County-Seminole Road MSW Landfill | GA | 4203 Clevemont Road | Ellenwood | DeKalb | 30294 | 33.6552 | -84.2525 | No | No | No | Yes | No | No | Public | DeKalb County Sanitation, GA | DeKalb County Sanitation, GA | 1977 | 2074 | Open | 348 | 175 | 91 | 56 | 53773364 | 15618359 | 2022 | 492996 | 2022 | No | Not used | No | 5.856 | Yes | 2.264 | 2022 | 42.7 | Yes | 1 | 1.295 | 2021 | 251 | 2100 | No |  |  | 513-0 | Operational | Project #1 | 2006-10-12 | 2015-06-01 | Electricity | Reciprocating Engine |  | (2) Caterpillar G3520 engines rated at 1.6 MW each | 2.06 | 3.2 | 1.147 |  | Georgia Power Company | DeKalb County Sanitation, GA |  | Caterpillar, Inc. | Yes | 0.10424 | 0.00994 | 2273.6873 | 745.593 | 351800 | 7 | 7
1010392 | 20699 | Turkey Run Landfill |  | GA | 7144 Lone Oak Road | Hogansville | Meriwether | 30230 | 33.1637 | -84.8489 | No | No | No | No | No | No | Private | WM |  | 2010 | 2056 | Open |  | 35.4 |  |  | 28973656 | 6366244 | 2022 | 696691 | 2022 | Yes | Occasionally but not every year | No |  | Yes | 3.078 | 2022 | 46.3 | Yes | 1 | 3.078 | 2022 | 86 | 3150 | No | 0.2804 | 0.0267 | 200906-0 | Candidate |  |  |  | Unknown | Unknown | [10 empty] | Unknown | 0 | 0 | 275.473 | 129.9299 | 135232 | 8 | 5
1004483 | 672 | Green Valley Landfill | Addington Environmental | KY | 100 Addington Drive | Ashland | Greenup | 41102 | 38.399 | -82.811 | No | No | No | No | No | No | Private | Republic Services, Inc. | Republic Services, Inc. | 1993 | 2101 | Open |  | 60.8 |  |  | 28651850 | 7282677 | 2022 | 297963 | 2022 | No | Not used | No | 2.89 | Yes | 1.5 | 2022 | 51.1 | Yes |  | 0.532 | 2022 | 102 | 3100 | No |  |  | 742-0 | Operational | Project #1 | 2003-09-09 |  | Electricity | Reciprocating Engine |  | (3) Caterpillar 3516s | 1.92 | 2.4 | 0.97 |  | East Kentucky Power Cooperative (EKPC) | East Kentucky Power Cooperative (EKPC) | East Kentucky Power Cooperative (EKPC) | Caterpillar, Inc. | Yes | 0.09715 | 0.00927 |  |  | 42520 | 1 | 1
1005493 | 730 | EBR Parish North Landfill | North Landfill; East Baton Rouge Parish LF; EBR North Landfill | LA | 16001 Samuels Road | Zachary | East Baton Rouge | 70791 | 30.599 | -91.234 | No | No | No | No | No | No | Public | City of Baton Rouge, LA; East Baton Rouge Parish, LA | WM | 1993 | 2032 | Open | 179 | 100 |  | 180 | 24404049 | 13920871 | 2022 | 592119 | 2022 | No | Not used | No | 5.328 | Yes | 1.258 | 2022 | 52.7 | Yes |  | 0.103 | 2022 | 69 | 1362 | Yes |  |  | 800-0 | Operational | Project #1 | 2010-07-10 |  | Direct | Boiler |  | 3.75-mile pipeline to the south supplies 80-85 MMBtu/hr total to boilers |  |  | 1.16 |  | ExxonMobil Baton Rouge Polyolefins | Siemens Building Technologies, Inc.; Sustainable Energy Solutions LLC |  | Siemens | No | 0.11373 | 0.01003 | 1635.858 | 570.4934 | 420077.5 | 6 | 3
1002476 | 712 | Jefferson Davis Parish Landfill | Jefferson Davis Parish Sanitary Landfill | LA | 16547 Landfill Road | Welsh | Jefferson Davis | 70591 | 30.2708 | -92.865 | No | No | No | No | No | No | Public | Jefferson Davis Parish Sanitary Landfill Commission, LA | Republic Services, Inc. | 1988 | 2038 | Open | 145 | 114.5 |  | 100 | 14493900 | 12076119 | 2022 | 358043 | 2022 | No | Not used | No |  | Yes | 2.038 | 2022 | 55.8 | Yes | 1 | 0.082 | 2022 | 240 | 4500 | No |  |  | 782-0 | Operational | Project #1 | 2008-04-01 |  | Renewable Natural Gas | Vehicle Fuel | Pipeline Injection | Physical solvent process with patented enhancements to remove CO2, H2O, H2S, siloxanes, and other impurities from LFG, RNG is transported and sold into adjoining natural gas pipeline to be used for vehicle fuel |  |  | 1.96 |  | Anew Climate, LLC; Gulf South Pipeline | Morrow Renewables, LLC | Morrow Energy |  | No | 0.19217 | 0.01547 |  |  | 54121 | 1 | 1
1005717 | 2289 | River Birch Landfill |  | LA | 2000 South Kenner Avenue | Avondale | Jefferson | 70094 | 29.932 | -90.258 | No | No | No | No | No | No | Private | River Birch, Inc. | River Birch, Inc. | 1999 | 2045 | Open |  | 207.5 | 200 |  | 50494500 | 26791931 | 2022 | 746943 | 2022 | No | Not used | No | 8.766 | Yes | 6.985 | 2022 | 53 | Yes | 2 | 0.086 | 2021 | 555 | 11700 | Yes |  |  | 180379-0 | Operational | Project #1 | 2010-06-01 |  | Renewable Natural Gas | Vehicle Fuel | Pipeline Injection | Air-Liquide membrane separation produces 2,000 MMBtu/day of 950 Btu/scf gas, biological sulfur removal system named Thiopak |  |  | 4.35 |  | Atmos Energy Corporation | River Birch, Inc. |  | Air Liquide Biogas | Yes | 0.4265 | 0.03432 | 3992.3349 | 1617.0799 | 269138 | 7 | 4
1005717 | 2289 | River Birch Landfill |  | LA | 2000 South Kenner Avenue | Avondale | Jefferson | 70094 | 29.932 | -90.258 | No | No | No | No | No | No | Private | River Birch, Inc. | River Birch, Inc. | 1999 | 2045 | Open |  | 207.5 | 200 |  | 50494500 | 26791931 | 2022 | 746943 | 2022 | No | Not used | No | 8.766 | Yes | 6.985 | 2022 | 53 | Yes | 2 | 0.086 | 2021 | 555 | 11700 | Yes |  |  | 180379-1 | Operational | Project #1, Expansion #1 | 2017-01-01 |  | Renewable Natural Gas | Vehicle Fuel | Pipeline Injection | Air-Liquide plant, now 3,400 MMBtu/day |  |  | 2.41 |  | Atmos Energy Corporation | River Birch, Inc. |  | Air Liquide Biogas | Yes | 0.23629 | 0.01902 | 3992.3349 | 1617.0799 | 269138 | 7 | 4
1006064 | 12041 | Timberlane Landfill |  | LA | 1158 Landfill Road | Oakdale | Allen | 71463 | 30.8669 | -92.607 | No | No | No | No | No | No | Private | Waste Connections, Inc. | Waste Connections, Inc. | 2003 | 2091 | Open |  | 38 |  |  | 32991602 | 4943846 | 2022 | 404827 | 2022 | No | Not used | No | 1.196 | Yes | 0.94 | 2022 | 54.7 | Yes |  | 0.014 | 2022 | 53 | 2000 | No |  |  | 181087-0 | Operational | Project #1 | 2019-04-30 |  | Renewable Natural Gas | Vehicle Fuel | Pipeline Injection | ~500 MMBtu output (RNG volume); membrane technology |  |  | 0.928 |  | Tennessee Gas Pipeline Company, L.L.C. | Air Liquide Biogas | Air Liquide Biogas | Air Liquide Biogas | No | 0.09099 | 0.00732 | 490.4957 | 197.4058 | 40258 | 1 | 1
1007797 | 716 | Woodside SLF & Recycling Center | Livingston Parish LF | LA | 29340 Woodside Drive | Walker | Livingston | 70785 | 30.4885 | -90.8269 | No | No | No | No | No | No | Private | WM | WM | 1987 | 2051 | Open | 207 | 108.6 | 160 |  | 43406439 | 22705277 | 2022 | 867732 | 2022 | No | Not used | No |  | Yes | 2.537 | 2022 | 47.8 | Yes | 1 | 2.537 | 2022 | 161 | 7000 | No | 0.2311 | 0.022 | 786-0 | Candidate |  |  |  | Unknown | Unknown | [10 empty] | Unknown | 0 | 0 | 365.9159 | 117.6805 | 29280 | 1 | 1
1008034 | 1879 | Arbor Hills Landfill | Onyx Arbor Hills East and West | MI | 10690 W. Six Mile Road | Northville | Washtenaw | 48168 | 42.4068 | -83.5558 | No | No | No | Yes | No | No | Private | GFL Environmental USA Inc. | GFL Environmental USA Inc. | 1970 | 2028 | Open | 337 | 263 |  |  | 95366402 | 72077200 | 2022 | 1971854 | 2022 | No | Not used | No | 17.774 | Yes | 13.231 | 2022 | 46.3 | Yes | 2 | 6.894 | 2022 | 385 | 14200 | No |  |  | 166927-0 | Operational | Project #1 | 1996-01-01 |  | Electricity | Combined Cycle |  | After moisture removal, LFG fuels (3) Siemens gas turbines rated at 4.5 MW each which drive (3) electrical generators, turbines' waste heat is elevated in temperature by (3) duct burners to drive a 10-MW steam turbine which drives an electrical generator | 11.4 | 23.5 | 8.21 |  | DTE Energy |  | Fortistar Methane Group | Siemens | No | 0.57686 | 0.05502 | 62.7428 | 20.084 | 202772.5 | 4 | 2
1008034 | 1879 | Arbor Hills Landfill | Onyx Arbor Hills East and West | MI | 10690 W. Six Mile Road | Northville | Washtenaw | 48168 | 42.4068 | -83.5558 | No | No | No | Yes | No | No | Private | GFL Environmental USA Inc. | GFL Environmental USA Inc. | 1970 | 2028 | Open | 337 | 263 |  |  | 95366402 | 72077200 | 2022 | 1971854 | 2022 | No | Not used | No | 17.774 | Yes | 13.231 | 2022 | 46.3 | Yes | 2 | 6.894 | 2022 | 385 | 14200 | No |  |  | 166927-1 | Operational | Project #1, Expansion #1 | 2007-01-01 |  | Electricity | Gas Turbine |  | Solar Taurus simple-cycle turbine rated at 4.3 MW | 2.09 | 4.3 | 1.5 |  | DTE Energy | Fortistar Methane Group | Fortistar Methane Group | Solar Turbines Incorporated | No | 0.10576 | 0.01009 | 62.7428 | 20.084 | 202772.5 | 4 | 2
1008034 | 1879 | Arbor Hills Landfill | Onyx Arbor Hills East and West | MI | 10690 W. Six Mile Road | Northville | Washtenaw | 48168 | 42.4068 | -83.5558 | No | No | No | Yes | No | No | Private | GFL Environmental USA Inc. | GFL Environmental USA Inc. | 1970 | 2028 | Open | 337 | 263 |  |  | 95366402 | 72077200 | 2022 | 1971854 | 2022 | No | Not used | No | 17.774 | Yes | 13.231 | 2022 | 46.3 | Yes | 2 | 6.894 | 2022 | 385 | 14200 | No |  |  | 201535-0 | Operational | Project #2 (Emerald RNG) | 2023-08-31 |  | Renewable Natural Gas | Vehicle Fuel | Pipeline Injection | Capacity=10,000 scfm LFG inlet; can take H2S avg conc=450 ppmv / max=750 ppmv using a 4-vessel system w/ non-regen. media; chiller; membrane system (PSA, activated carbon, membranes) for CO2; TSA regenerative dryer; to produce up to 20 mil GGE of RNG/yr | [5 empty] | Fortistar Methane Group |  |  | No | 0 | 0 | 62.7428 | 20.084 | 202772.5 | 4 | 2
1007521 | 1892 | Carleton Farms Landfill |  | MI | 28800 Clark Road | New Boston | Wayne | 48164 | 42.0939 | -83.4297 | No | No | No | No | No | No | Private | Republic Services, Inc. | Republic Services, Inc. | 1993 | 2057 | Open | 242 | 204.7 |  |  | 101131895 | 55838507 | 2022 | 1826110 | 2022 | No | Not used | No | 9.717 | Yes | 6.775 | 2022 | 43.4 | Yes | 2 | 1.207 | 2022 | 358 | 9823 | No |  |  | 166942-0 | Operational | Project #1 | 1998-07-01 |  | Electricity | Reciprocating Engine |  | 5 Caterpillar 3516 engine generator sets originally in July 1998 (4.0 MW), then added 3 more gensets in August 1999 (2.4 MW), 2 more in 2003 (1.6 MW), and 4 more in 2005 (3.2 MW) | 3.07 | 4 | 2.01 |  | DTE Energy | Aria Energy, LLC; Sumpter Energy Associates | Energy Power Partners; Sumpter Energy Associates | Caterpillar, Inc. | No | 0.15535 | 0.01482 | 62.2867 | 14.7724 | 203125 | 2 | 1
1007521 | 1892 | Carleton Farms Landfill |  | MI | 28800 Clark Road | New Boston | Wayne | 48164 | 42.0939 | -83.4297 | No | No | No | No | No | No | Private | Republic Services, Inc. | Republic Services, Inc. | 1993 | 2057 | Open | 242 | 204.7 |  |  | 101131895 | 55838507 | 2022 | 1826110 | 2022 | No | Not used | No | 9.717 | Yes | 6.775 | 2022 | 43.4 | Yes | 2 | 1.207 | 2022 | 358 | 9823 | No |  |  | 166942-1 | Operational | Project #1, Expansion #1 | 1999-08-01 |  | Electricity | Reciprocating Engine |  | 5 Caterpillar 3516 engine generator sets originally in July 1998 (4.0 MW), then added 3 more gensets in August 1999 (2.4 MW), 2 more in 2003 (1.6 MW), and 4 more in 2005 (3.2 MW) | 1.84 | 2.4 | 1.2 |  | DTE Energy | Aria Energy, LLC; Sumpter Energy Associates | Energy Power Partners; Sumpter Energy Associates | Caterpillar, Inc. | No | 0.09311 | 0.00888 | 62.2867 | 14.7724 | 203125 | 2 | 1
1007521 | 1892 | Carleton Farms Landfill |  | MI | 28800 Clark Road | New Boston | Wayne | 48164 | 42.0939 | -83.4297 | No | No | No | No | No | No | Private | Republic Services, Inc. | Republic Services, Inc. | 1993 | 2057 | Open | 242 | 204.7 |  |  | 101131895 | 55838507 | 2022 | 1826110 | 2022 | No | Not used | No | 9.717 | Yes | 6.775 | 2022 | 43.4 | Yes | 2 | 1.207 | 2022 | 358 | 9823 | No |  |  | 166942-2 | Operational | Project #1, Expansion #2 | 2003-01-01 |  | Electricity | Reciprocating Engine |  | 5 Caterpillar 3516 engine generator sets originally in July 1998 (4.0 MW), then added 3 more gensets in August 1999 (2.4 MW), 2 more in 2003 (1.6 MW), and 4 more in 2005 (3.2 MW) | 1.23 | 1.6 | 0.8 |  | DTE Energy | Aria Energy, LLC; Sumpter Energy Associates | Energy Power Partners; Sumpter Energy Associates | Caterpillar, Inc. | No | 0.06224 | 0.00594 | 62.2867 | 14.7724 | 203125 | 2 | 1
1007521 | 1892 | Carleton Farms Landfill |  | MI | 28800 Clark Road | New Boston | Wayne | 48164 | 42.0939 | -83.4297 | No | No | No | No | No | No | Private | Republic Services, Inc. | Republic Services, Inc. | 1993 | 2057 | Open | 242 | 204.7 |  |  | 101131895 | 55838507 | 2022 | 1826110 | 2022 | No | Not used | No | 9.717 | Yes | 6.775 | 2022 | 43.4 | Yes | 2 | 1.207 | 2022 | 358 | 9823 | No |  |  | 166942-3 | Operational | Project #1, Expansion #3 | 2005-01-01 |  | Electricity | Reciprocating Engine |  | 5 Caterpillar 3516 engine generator sets originally in July 1998 (4.0 MW), then added 3 more gensets in August 1999 (2.4 MW), 2 more in 2003 (1.6 MW), and 4 more in 2005 (3.2 MW) | 2.46 | 3.2 | 1.61 |  | DTE Energy | Aria Energy, LLC; Sumpter Energy Associates | Energy Power Partners; Sumpter Energy Associates | Caterpillar, Inc. | No | 0.12448 | 0.01187 | 62.2867 | 14.7724 | 203125 | 2 | 1
1003686 | 1894 | Oakland Heights Development Landfill |  | MI | 2350 Brown Road | Auburn Hills | Oakland | 48326 | 42.7085 | -83.2487 | No | No | No | No | No | No | Private | Republic Services, Inc. | Republic Services, Inc. | 1985 | 2024 | Open | 106 | 99.8 |  | 110 | 19148131 | 18806307 | 2022 | 277083 | 2022 | No | Not used | No | 7.336 | Yes | 5.298 | 2022 | 51.3 | Yes | 2 | 3.625 | 2022 | 119 | 4600 | No |  |  | 167010-0 | Operational | Project #1 (Combination Project) | 1999-01-01 |  | Direct | Boiler |  | Orion plant is between 2 LFs, use LFG in boilers converted from coal-firing to generate steam & provide utility service to the 4.3 mil ft2 main assembly plant & a paint shop, some coal still used in winter but boilers run only on LFG the rest of the year |  |  | 1.68 |  | General Motors Company | Toro Energy, Inc. | WM Renewable Energy, LLC | Fluid Components International (FCI) | No | 0.08236 | 0.00726 | 347.6723 | 99.4322 | 79973 | 3 | 1
1007745 | 1893 | Pine Tree Acres LF Inc. |  | MI | 36600 29 Mile Road | Lenox | Macomb | 48048 | 42.7649 | -82.7456 | No | No | No | Yes | No | No | Private | WM | WM | 1987 | 2037 | Open | 361 | 238 |  | 130 | 88512501 | 52948725 | 2022 | 3160002 | 2022 | Yes | Occasionally but not every year | No |  | Yes | 8.598 | 2022 | 49 | Yes | 4 | 0.215 | 2022 | 571 | 24332 | No |  |  | 166943-0 | Operational | Project #1 | 2001-07-24 |  | Electricity | Reciprocating Engine |  | (5) Caterpillar 3516 engines | 3.6 | 4 | 2.095 |  | DTE Energy | Aria Energy, LLC | Energy Power Partners | Caterpillar, Inc. | No | 0.18217 | 0.01738 | 287.0281 | 200.9818 | 203611 | 4 | 4
1007745 | 1893 | Pine Tree Acres LF Inc. |  | MI | 36600 29 Mile Road | Lenox | Macomb | 48048 | 42.7649 | -82.7456 | No | No | No | Yes | No | No | Private | WM | WM | 1987 | 2037 | Open | 361 | 238 |  | 130 | 88512501 | 52948725 | 2022 | 3160002 | 2022 | Yes | Occasionally but not every year | No |  | Yes | 8.598 | 2022 | 49 | Yes | 4 | 0.215 | 2022 | 571 | 24332 | No |  |  | 166943-1 | Operational | Project #1, Expansion #1 | 2003-12-31 |  | Electricity | Reciprocating Engine |  | (2) Caterpillar 3516 engines | 1.44 | 1.6 | 0.838 |  | DTE Energy | Aria Energy, LLC | Energy Power Partners | Caterpillar, Inc. | No | 0.07287 | 0.00695 | 287.0281 | 200.9818 | 203611 | 4 | 4
1007745 | 1893 | Pine Tree Acres LF Inc. |  | MI | 36600 29 Mile Road | Lenox | Macomb | 48048 | 42.7649 | -82.7456 | No | No | No | Yes | No | No | Private | WM | WM | 1987 | 2037 | Open | 361 | 238 |  | 130 | 88512501 | 52948725 | 2022 | 3160002 | 2022 | Yes | Occasionally but not every year | No |  | Yes | 8.598 | 2022 | 49 | Yes | 4 | 0.215 | 2022 | 571 | 24332 | No |  |  | 166943-2 | Operational | Project #1, Expansion #2 | 2010-03-02 |  | Electricity | Reciprocating Engine |  | (2) Caterpillar G3520C engines | 2.88 | 3.2 | 1.676 |  | DTE Energy | Aria Energy, LLC | Energy Power Partners | Caterpillar, Inc. | No | 0.14573 | 0.0139 | 287.0281 | 200.9818 | 203611 | 4 | 4
1007745 | 1893 | Pine Tree Acres LF Inc. |  | MI | 36600 29 Mile Road | Lenox | Macomb | 48048 | 42.7649 | -82.7456 | No | No | No | Yes | No | No | Private | WM | WM | 1987 | 2037 | Open | 361 | 238 |  | 130 | 88512501 | 52948725 | 2022 | 3160002 | 2022 | Yes | Occasionally but not every year | No |  | Yes | 8.598 | 2022 | 49 | Yes | 4 | 0.215 | 2022 | 571 | 24332 | No |  |  | 166943-3 | Operational | Project #1, Expansion #3 | 2012-07-01 |  | Electricity | Reciprocating Engine |  | (8) 20-cylinder Caterpillar G3520C engines | 6.87 | 12.8 | 3.73 |  | Consumers Energy | WM Renewable Energy, LLC | Energy Power Partners | Caterpillar, Inc. | Yes | 0.34763 | 0.03316 | 287.0281 | 200.9818 | 203611 | 4 | 4
1003601 | 1885 | Riverview Land Preserve |  | MI | 20863 Grange Road | Riverview | Wayne | 48193 | 42.1562 | -83.2121 | No | No | No | Yes | No | No | Public | City of Riverview, MI |  | 1968 | 2031 | Open | 213 | 211.3 | 200 | 120 | 39006679 | 24906224 | 2022 | 587819 | 2022 | No | Not used | No | 8.27 | Yes | 5.1 | 2022 | 48.2 | Yes | 2 | 1.095 | 2022 | 236 | 15000 | No |  |  | 166934-0 | Shutdown | Project #1 | 1987-01-01 | 2024-01-01 | Electricity | Gas Turbine |  | (2) Solar T-4500 gas turbines | 5.17 | 6.6 | 4.011 |  | DTE Energy | Aria Energy, LLC; DTE Vantage | DTE Vantage; Energy Power Partners | Solar Turbines Incorporated | No | 0 | 0 | 1118.0972 | 263.3979 | 226332 | 4 | 2
1003601 | 1885 | Riverview Land Preserve |  | MI | 20863 Grange Road | Riverview | Wayne | 48193 | 42.1562 | -83.2121 | No | No | No | Yes | No | No | Public | City of Riverview, MI |  | 1968 | 2031 | Open | 213 | 211.3 | 200 | 120 | 39006679 | 24906224 | 2022 | 587819 | 2022 | No | Not used | No | 8.27 | Yes | 5.1 | 2022 | 48.2 | Yes | 2 | 1.095 | 2022 | 236 | 15000 | No |  |  | 200447-0 | Operational | Project #2 | 2013-04-01 |  | Renewable Natural Gas | Vehicle Fuel | Local Use | 100 cfm LFG yields 450-500 GGE/day CNG for 7 city vehicles and an AT&T fleet |  |  | 0.14 |  | Riverview Land Preserve | Riverview Land Preserve | Riverview Land Preserve | ANGI Energy Systems; Tetra Tech SWE; Unison Solutions, Inc. | Yes | 0.01373 | 0.0011 | 1118.0972 | 263.3979 | 226332 | 4 | 2
1003601 | 1885 | Riverview Land Preserve |  | MI | 20863 Grange Road | Riverview | Wayne | 48193 | 42.1562 | -83.2121 | No | No | No | Yes | No | No | Public | City of Riverview, MI |  | 1968 | 2031 | Open | 213 | 211.3 | 200 | 120 | 39006679 | 24906224 | 2022 | 587819 | 2022 | No | Not used | No | 8.27 | Yes | 5.1 | 2022 | 48.2 | Yes | 2 | 1.095 | 2022 | 236 | 15000 | No |  |  | 201009-0 | Operational | Project #3 | 2024-03-25 |  | Renewable Natural Gas | Vehicle Fuel | Pipeline Injection | designed to process up to 5,500 cfm LFG | [5 empty] | DTE Vantage; Energy Power Partners |  |  | No | 0 | 0 | 1118.0972 | 263.3979 | 226332 | 4 | 2
1003687 | 1855 | Sauk Trail Hills Landfill | Canton Landfill; Sauk Trail Hills Development | MI | 5011 South Lilley Road | Canton | Wayne | 48188 | 42.2744 | -83.4563 | No | No | No | No | No | No | Private | Republic Services, Inc. | Republic Services, Inc. | 1975 | 2033 | Open | 161 | 147 |  | 133 | 35920234 | 25745336 | 2022 | 539391 | 2022 | No | Not used | No | 5.62 | Yes | 4.466 | 2022 | 54.1 | Yes | 2 | 2.641 | 2022 | 167 | 7700 | No |  |  | 166738-0 | Shutdown | Project #1 | 1998-01-01 | 2009-01-01 | Direct | Leachate Evaporation |  | 20,000 gpd |  |  | 2.304 |  | Sauk Trail Hills Development | APTIM |  |  | No | 0 | 0 | 113.5964 | 33.402 | 117074.5 | 4 | 2
1003687 | 1855 | Sauk Trail Hills Landfill | Canton Landfill; Sauk Trail Hills Development | MI | 5011 South Lilley Road | Canton | Wayne | 48188 | 42.2744 | -83.4563 | No | No | No | No | No | No | Private | Republic Services, Inc. | Republic Services, Inc. | 1975 | 2033 | Open | 161 | 147 |  | 133 | 35920234 | 25745336 | 2022 | 539391 | 2022 | No | Not used | No | 5.62 | Yes | 4.466 | 2022 | 54.1 | Yes | 2 | 2.641 | 2022 | 167 | 7700 | No |  |  | 181068-0 | Operational | Project #2 | 2013-08-20 |  | Renewable Natural Gas | Vehicle Fuel | Pipeline Injection | (2) Totara+ LFG upgrading systems (water wash), when fully operational project should supply 6 million diesel GGE per year; pipeline and vehicle fuel for Republic NG fleets |  |  | 1.83 |  | DTE Energy | Clean Energy Renewables | Archaea Energy, LLC | Greenlane Biogas | No | 0.17943 | 0.01444 | 113.5964 | 33.402 | 117074.5 | 4 | 2
1004497 | 2195 | Smiths Creek Landfill |  | MI | 6779 Smiths Creek Road | Smiths Creek | St. Clair | 48074 | 42.9174 | -82.5917 | No | No | No | No | No | No | Public | St. Clair County, MI | St. Clair County, MI | 1967 | 2129 | Open | 158 | 138 | 90 | 70 | 29779152 | 9794483 | 2022 | 325037 | 2022 | Yes | Several times per year | Yes | 2.817 | Yes | 1.588 | 2022 | 50.1 | Yes | 1 | 0.236 | 2022 | 99 | 2000 | Yes |  |  | 180274-0 | Operational | Project #1 | 2011-12-08 |  | Electricity | Reciprocating Engine |  | (2) spark ignition, 1.6-MW Caterpillar G3520C lean burn engines | 2.81 | 3.2 | 1.37 |  | DTE Energy | DTE Vantage |  | Caterpillar, Inc. | No | 0.14219 | 0.01356 | 620.8223 | 275.9641 | 148870.5 | 4 | 3
1003582 | 1912 | Woodland Meadows Landfill | Van Buren; North; South | MI | 5900 Hannan Road 39900 Van Born Road (Canton) | Wayne | Wayne | 48184 | 42.2652 | -83.4315 | No | No | No | No | No | No | Private | WM | WM | 1975 | 2040 | Open | 283 |  | 182 |  | 132430130 | 66427650 | 2022 | 3953108 | 2022 | No | Not used | No | 14.392 | Yes | 12.029 | 2022 | 55.7 | Yes | 6 | 4.286 | 2022 | 274 | 19680 | No |  |  | 166953-0 | Shutdown | Project #1 | 1991-01-01 | 2016-12-31 | Electricity | Reciprocating Engine |  | 1.3-mile pipeline to steam boilers and 2.4 MW cogeneration plant (3 engines) - equivalent MW total is 3.5 MW | 3.5 |  | 2.016 |  | Ford Motor Company | Ameresco, Inc. |  |  | No | 0 | 0 | 2091.7653 | 503.0799 | 175112 | 4 | 4
1003582 | 1912 | Woodland Meadows Landfill | Van Buren; North; South | MI | 5900 Hannan Road 39900 Van Born Road (Canton) | Wayne | Wayne | 48184 | 42.2652 | -83.4315 | No | No | No | No | No | No | Private | WM | WM | 1975 | 2040 | Open | 283 |  | 182 |  | 132430130 | 66427650 | 2022 | 3953108 | 2022 | No | Not used | No | 14.392 | Yes | 12.029 | 2022 | 55.7 | Yes | 6 | 4.286 | 2022 | 274 | 19680 | No |  |  | 166953-1 | Shutdown | Project #1, De-Expansion #1 | 2017-01-01 | 2017-05-08 | Electricity | Reciprocating Engine |  | 1.3-mile pipeline to steam boilers and 2.4 MW cogeneration plant (3 engines) - equivalent MW total is 3.5 MW | 1.4 | 3.5 |  |  | Ford Motor Company | Ameresco, Inc. |  |  | No | 0 | 0 | 2091.7653 | 503.0799 | 175112 | 4 | 4
1003582 | 1912 | Woodland Meadows Landfill | Van Buren; North; South | MI | 5900 Hannan Road 39900 Van Born Road (Canton) | Wayne | Wayne | 48184 | 42.2652 | -83.4315 | No | No | No | No | No | No | Private | WM | WM | 1975 | 2040 | Open | 283 |  | 182 |  | 132430130 | 66427650 | 2022 | 3953108 | 2022 | No | Not used | No | 14.392 | Yes | 12.029 | 2022 | 55.7 | Yes | 6 | 4.286 | 2022 | 274 | 19680 | No |  |  | 181076-0 | Operational | Project #2 | 2018-04-23 |  | Renewable Natural Gas | Vehicle Fuel | Pipeline Injection | biogas-to-RNG facility converts ~6500 scfm LFG into 3,500 decatherms of RNG per day; CNG fuel; PSA technology |  |  | 7.76 |  | DTE Energy | Ameresco, Inc. | Ameresco, Inc. | Guild Associates, Inc. | No | 0.76084 | 0.06123 | 2091.7653 | 503.0799 | 175112 | 4 | 4
1002236 | 2424 | Anson County Waste Management Facility | Chambers Development MSWLF | NC | 375 Dozer Drive (375 Allied Road) | Polkton | Anson | 28135 | 34.973 | -80.257 | No | No | No | No | No | No | Private | Waste Connections, Inc. | Waste Connections, Inc. | 2000 | 2029 | Open |  | 40.4 |  |  | 16219527 | 9909637 | 2022 | 1023644 | 2022 | No | Not used | No | 1.937 | Yes | 1.302 | 2022 | 46.5 | Yes | 1 | 1.302 | 2022 | 65 | 2500 | No |  |  | 180792-0 | Construction | Project #1 | 2024-12-31 |  | Renewable Natural Gas | Other | Pipeline Injection | designed to treat 4,000 scfm LFG | [5 empty] | Enerdyne Power Systems, Inc. |  |  | No | 0 | 0 | 1886.2129 | 968.7557 | 80464 | 3 | 3
1003099 | 1071 | Charlotte Motor Speedway Landfill V | CMS Landfill V | NC | 5105 Morehead Road | Concord | Cabarrus | 28027 | 35.3457 | -80.6826 | No | No | No | No | No | No | Private | Republic Services, Inc. | Republic Services, Inc. | 1992 | 2031 | Open |  | 276 | 60 |  | 40798765 | 37586440 | 2022 | 1120623 | 2022 | No | Not used | No | 13.6 | Yes | 6.366 | 2022 | 49.8 | Yes | 3 | 1.045 | 2022 | 296 | 18000 | No |  |  | 1144-0 | Operational | Project #1 | 1999-12-15 |  | Electricity | Gas Turbine |  | 1 Taurus unit with capacity of 5.3 MW | 0.48 | 5.3 | 0.295 |  | Duke Energy |  | Fortistar Methane Group | Solar Turbines Incorporated | No | 0.02429 | 0.00232 | 2848.258 | 756.7622 | 181541 | 3 | 3
1003099 | 1071 | Charlotte Motor Speedway Landfill V | CMS Landfill V | NC | 5105 Morehead Road | Concord | Cabarrus | 28027 | 35.3457 | -80.6826 | No | No | No | No | No | No | Private | Republic Services, Inc. | Republic Services, Inc. | 1992 | 2031 | Open |  | 276 | 60 |  | 40798765 | 37586440 | 2022 | 1120623 | 2022 | No | Not used | No | 13.6 | Yes | 6.366 | 2022 | 49.8 | Yes | 3 | 1.045 | 2022 | 296 | 18000 | No |  |  | 1144-1 | Operational | Project #1, Expansion #1 | 2012-06-06 |  | Electricity | Gas Turbine |  | (2) Solar Taurus 60-7901 combustion gas turbines each driving a 5.75 MW generator | 8.6 | 11.5 | 5.056 |  | Duke Energy | Fortistar Methane Group | Fortistar Methane Group | Solar Turbines Incorporated | No | 0.43517 | 0.04151 | 2848.258 | 756.7622 | 181541 | 3 | 3
1007044 | 2200 | Foothills Environmental Landfill |  | NC | 2800 Cheraw Road | Lenoir | Caldwell | 28645 | 35.915 | -81.593 | No | No | No | No | No | No | Private | Republic Services, Inc. | Republic Services, Inc. | 1998 | 2038 | Open |  | 55 |  |  | 10877998 | 7082170 | 2022 | 323968 | 2022 | No | Not used | No | 3.837 | Yes | 2.282 | 2022 | 49.3 | Yes |  | 2.282 | 2022 | 52 | 4200 | No |  |  | 180283-0 | Operational | Project #1 | 2023-09-12 |  | Renewable Natural Gas | Vehicle Fuel | Pipeline Injection | gas conditioning facility, RNG transported from facility to injection location via virtual pipeline (tractor-trailer), will produce ~500,000 dekatherms/year of RNG |  |  | 3.96 |  |  | Environmental Energy Solutions, LLC (Evensol) | Duke Energy; Environmental Energy Solutions, LLC (Evensol); Pacolet Milliken | Air Liquide Biogas; Guild Associates, Inc.; Perennial Energy, Inc.; Vilter Manufacturing LLC | No | 0.38827 | 0.03125 | 453.9817 | 260.3532 | 54765 | 3 | 2
1003481 | 1127 | Robeson County LF |  | NC | 246 Landfill Road | St. Pauls | Robeson | 28384 | 34.79 | -78.908 | No | No | No | No | No | No | Public | Robeson County, NC | Robeson County, NC | 1985 | 2041 | Open |  | 66.1 |  |  | 4508576 | 3557236 | 2022 | 154562 | 2022 | No | Not used | No | 1.07 | Yes | 0.567 | 2020 | 50 | Yes |  |  |  | 59 | 1000 | No |  |  | 1201-0 | Operational | Project #1 | 2012-01-13 |  | Electricity | Reciprocating Engine |  | GE Jenbacher 20-cylinder J320c82 engine, operates at 94% capacity using 335 scfm LFG, system includes a gas conditioning skid; GraniteFuel SRT for siloxane removal added later | 1.06 | 1.06 | 0.482 |  | North Carolina Electric Membership Corporation |  | Robeson County, NC | GE Energy - Jenbacher Gas Engines | Unknown | 0.05364 | 0.00512 | 512.2391 | 209.1288 | 119677 | 2 | 2
1003481 | 1127 | Robeson County LF |  | NC | 246 Landfill Road | St. Pauls | Robeson | 28384 | 34.79 | -78.908 | No | No | No | No | No | No | Public | Robeson County, NC | Robeson County, NC | 1985 | 2041 | Open |  | 66.1 |  |  | 4508576 | 3557236 | 2022 | 154562 | 2022 | No | Not used | No | 1.07 | Yes | 0.567 | 2020 | 50 | Yes |  |  |  | 59 | 1000 | No |  |  | 1201-1 | Shutdown | Project #1, Expansion #1 | 2015-04-01 | 2020-12-31 | Electricity | Reciprocating Engine |  | GE Jenbacher 320 GS-LL 1090 kW; GraniteFuel SRT for siloxane removal | 1 | 1.09 | 0.576 |  |  |  | Robeson County, NC | GE Energy - Jenbacher Gas Engines; GraniteFuel | Unknown | 0 | 0 | 512.2391 | 209.1288 | 119677 | 2 | 2
1004118 | 2336 | Sampson County Disposal, LLC |  | NC | 7434 Roseboro Highway | Roseboro | Sampson | 28382 | 34.982 | -78.457 | No | No | No | No | No | No | Private | GFL Environmental USA Inc. | GFL Environmental USA Inc. | 2000 | 2036 | Open |  | 134.4 |  |  | 49123140 | 28006302 | 2022 | 2022601 | 2022 | Yes | Several times per year | No | 7.33 | Yes | 3.837 | 2022 | 45.1 | Yes | 2 | 3.837 | 2022 | 187 | 4000 | No |  |  | 1206-0 | Shutdown | Project #1 & Expansion #1 | 2011-03-14 | 2021-03-31 | Electricity | Reciprocating Engine |  | (4) CAT G3520C engines plus 5th CAT G3520C engine | 6.9 | 8 | 3.14 |  | Duke Energy Progress East | Waste Industries | GFL Environmental USA Inc. | Caterpillar, Inc.; Gregory Poole Power Systems | Yes | 0 | 0 | 4686.2202 | 1914.1639 | 180050 | 1 | 1
1004118 | 2336 | Sampson County Disposal, LLC |  | NC | 7434 Roseboro Highway | Roseboro | Sampson | 28382 | 34.982 | -78.457 | No | No | No | No | No | No | Private | GFL Environmental USA Inc. | GFL Environmental USA Inc. | 2000 | 2036 | Open |  | 134.4 |  |  | 49123140 | 28006302 | 2022 | 2022601 | 2022 | Yes | Several times per year | No | 7.33 | Yes | 3.837 | 2022 | 45.1 | Yes | 2 | 3.837 | 2022 | 187 | 4000 | No |  |  | 1206-1 | Shutdown | Project #1, Expansion #2 | 2014-01-01 | 2021-03-31 | Electricity | Reciprocating Engine |  | 6th CAT G3520C engine | 0.88 | 1.6 | 0.58 |  | Duke Energy Progress East | Waste Industries | GFL Environmental USA Inc. | Caterpillar, Inc.; Gregory Poole Power Systems | Yes | 0 | 0 | 4686.2202 | 1914.1639 | 180050 | 1 | 1
1004118 | 2336 | Sampson County Disposal, LLC |  | NC | 7434 Roseboro Highway | Roseboro | Sampson | 28382 | 34.982 | -78.457 | No | No | No | No | No | No | Private | GFL Environmental USA Inc. | GFL Environmental USA Inc. | 2000 | 2036 | Open |  | 134.4 |  |  | 49123140 | 28006302 | 2022 | 2022601 | 2022 | Yes | Several times per year | No | 7.33 | Yes | 3.837 | 2022 | 45.1 | Yes | 2 | 3.837 | 2022 | 187 | 4000 | No |  |  | 201536-0 | Construction | Project #2 | 2024-09-30 |  | Renewable Natural Gas | Other | Pipeline Injection | H2s removal system (2 vessels), compression/chiller system, (2) PSA systems, waste gas thermal oxidizer; capacity to process 6,000 scfm LFG to produce 2,750 scfm RNG |  |  |  | Duke Energy |  | Fortistar Methane Group | GFL Environmental USA Inc.; OPAL Fuels Inc. |  | No | 0 | 0 | 4686.2202 | 1914.1639 | 180050 | 1 | 1
1004831 | 1110 | Uwharrie Environmental Regional LF |  | NC | 501 Landfill Road | Mount Gilead | Montgomery | 27306 | 35.3415 | -79.961 | No | No | No | No | No | No | Private | Republic Services, Inc. | Republic Services, Inc. | 1997 | 2050 | Open |  | 107 |  |  | 24716207 | 16910659 | 2022 | 491416 | 2022 | No | Not used | No | 5.64 | Yes | 3.636 | 2022 | 47 | Yes | 3 | 0.247 | 2022 | 103 | 9300 | No |  |  | 1184-0 | Operational | Combination Project | 2014-07-28 |  | Electricity | Reciprocating Engine |  | (6) CAT 3520s | 4.01 | 9.6 | 2.1 |  | Duke Energy Progress | DTE Vantage | DTE Vantage | Caterpillar, Inc. | No | 0.10146 | 0.00968 | 1687.1834 | 741.1926 | 70113 | 3 | 3
1002951 | 992 | Mill Seat LF | Riga/Mill Seat Landfill | NY | 303 Brew Road | Bergen | Monroe | 14416 | 43.065 | -77.9328 | No | No | No | No | No | No | Public | Monroe County, NY | WM | 1993 | 2057 | Open | 98 | 90 | 90 |  | 45268762 | 16101162 | 2022 | 782244 | 2022 | No | Not used | No | 6.819 | Yes | 5.14 | 2022 | 51.6 | Yes | 1 | 1.978 | 2022 | 194 | 8900 | No |  |  | 1064-0 | Operational | Project #1 | 2007-07-01 |  | Electricity | Reciprocating Engine |  | (6) Caterpillar 3516 engines initially | 4.4 | 4.8 | 2.37 |  | Constellation | WM Renewable Energy, LLC | WM Renewable Energy, LLC | Caterpillar, Inc. | Yes | 0.22265 | 0.02124 | 187.3204 | 124.8028 | 149185 | 1 | 1
1002951 | 992 | Mill Seat LF | Riga/Mill Seat Landfill | NY | 303 Brew Road | Bergen | Monroe | 14416 | 43.065 | -77.9328 | No | No | No | No | No | No | Public | Monroe County, NY | WM | 1993 | 2057 | Open | 98 | 90 | 90 |  | 45268762 | 16101162 | 2022 | 782244 | 2022 | No | Not used | No | 6.819 | Yes | 5.14 | 2022 | 51.6 | Yes | 1 | 1.978 | 2022 | 194 | 8900 | No |  |  | 1064-1 | Operational | Project #1, Expansion #1 | 2009-01-01 |  | Electricity | Reciprocating Engine |  | (2) Caterpillar 3516 generators | 1.46 | 1.6 | 0.79 |  | Constellation | WM Renewable Energy, LLC | WM Renewable Energy, LLC | Caterpillar, Inc. | Yes | 0.07388 | 0.00705 | 187.3204 | 124.8028 | 149185 | 1 | 1
1003732 | 993 | Modern Landfill Inc |  | NY | 1445 Pletcher Road | Youngstown | Niagara | 14174 | 43.2107 | -78.979 | No | No | No | No | No | No | Private | Modern Disposal Services, Inc |  | 1983 | 2038 | Open |  | 139 | 38 |  | 29326500 | 24230396 | 2022 | 1001478 | 2022 | Yes | Occasionally but not every year | No | 6.5 | Yes | 3.83 | 2022 | 54 | Yes | 1 | 0 | 2022 | 151 | 8400 | No |  |  | 1065-0 | Shutdown | Project #1 | 2001-06-01 | 2017-11-30 | Electricity | Cogeneration |  | (7) Caterpillar G3516 engines; heat captured from jacket water and engine exhaust is used for operations at a 12-acre hydroponic greenhouse for growing tomatoes | 5.6 | 5.6 | 3.3 |  | H2Gro Greenhouses; Niagara Mohawk Power Corporation | Aria Energy, LLC; Model City Energy, LLC | Archaea Energy, LLC; Model City Energy, LLC | Caterpillar, Inc. | No | 0 | 0 | 1046.2554 | 511.043 | 329234.5 | 3 | 2
1003732 | 993 | Modern Landfill Inc |  | NY | 1445 Pletcher Road | Youngstown | Niagara | 14174 | 43.2107 | -78.979 | No | No | No | No | No | No | Private | Modern Disposal Services, Inc |  | 1983 | 2038 | Open |  | 139 | 38 |  | 29326500 | 24230396 | 2022 | 1001478 | 2022 | Yes | Occasionally but not every year | No | 6.5 | Yes | 3.83 | 2022 | 54 | Yes | 1 | 0 | 2022 | 151 | 8400 | No |  |  | 1065-1 | Shutdown | Project #1, Expansion #1 | 2006-02-09 | 2016-06-30 | Electricity | Cogeneration |  | (4) Caterpillar 3520 engines; heat captured from jacket water and engine exhaust is used for operations at a 12-acre hydroponic greenhouse for growing tomatoes | 6.4 | 6.4 | 3.1 |  | H2Gro Greenhouses; Niagara Mohawk Power Corporation | Aria Energy, LLC; Modern Innovative Energy, LLC | Archaea Energy, LLC; Modern Innovative Energy, LLC | Caterpillar, Inc. | No | 0 | 0 | 1046.2554 | 511.043 | 329234.5 | 3 | 2
1003732 | 993 | Modern Landfill Inc |  | NY | 1445 Pletcher Road | Youngstown | Niagara | 14174 | 43.2107 | -78.979 | No | No | No | No | No | No | Private | Modern Disposal Services, Inc |  | 1983 | 2038 | Open |  | 139 | 38 |  | 29326500 | 24230396 | 2022 | 1001478 | 2022 | Yes | Occasionally but not every year | No | 6.5 | Yes | 3.83 | 2022 | 54 | Yes | 1 | 0 | 2022 | 151 | 8400 | No |  |  | 1065-2 | Operational | Project #1, De-Expansion #1 | 2016-07-01 |  | Electricity | Reciprocating Engine |  | (3) Caterpillar 3520 engines | 3.96 | 4.8 | 1.884 |  | H2Gro Greenhouses; Niagara Mohawk Power Corporation | Aria Energy, LLC; Modern Innovative Energy, LLC | Archaea Energy, LLC; Modern Innovative Energy, LLC | Caterpillar, Inc. | No | 0.20038 | 0.01911 | 1046.2554 | 511.043 | 329234.5 | 3 | 2
1003732 | 993 | Modern Landfill Inc |  | NY | 1445 Pletcher Road | Youngstown | Niagara | 14174 | 43.2107 | -78.979 | No | No | No | No | No | No | Private | Modern Disposal Services, Inc |  | 1983 | 2038 | Open |  | 139 | 38 |  | 29326500 | 24230396 | 2022 | 1001478 | 2022 | Yes | Occasionally but not every year | No | 6.5 | Yes | 3.83 | 2022 | 54 | Yes | 1 | 0 | 2022 | 151 | 8400 | No |  |  | 1065-3 | Operational | Project #1, De-Expansion #2 | 2017-12-01 |  | Electricity | Reciprocating Engine |  | (7) Caterpillar G3516 engines | 3.55 | 5.6 | 1.946 |  | H2Gro Greenhouses; Niagara Mohawk Power Corporation | Aria Energy, LLC; Model City Energy, LLC | Archaea Energy, LLC; Model City Energy, LLC | Caterpillar, Inc. | No | 0.17964 | 0.01713 | 1046.2554 | 511.043 | 329234.5 | 3 | 2
1006777 | 12061 | Apex Sanitary Landfill |  | OH | 11 County Road 78 | Amsterdam | Jefferson | 43903 | 40.435 | -80.91 | No | No | No | No | No | No | Private | Apex Environmental LLC |  | 2005 | 2037 | Open | 118 | 82 |  |  | 75254145 | 25399020 | 2022 | 2551858 | 2022 | Yes | Occasionally but not every year | No | 6.175 | Yes | 4.202 | 2022 | 57.6 | Yes |  | 0.176 | 2022 | 194 | 4900 | No |  |  | 181088-0 | Operational | Project #1 | 2018-08-14 |  | Renewable Natural Gas | Vehicle Fuel | Pipeline Injection | designed for 5.2 mmscfd inlet, Air Liquide CO2 membrane separation |  |  | 3.47 |  | Utica Gas Services, LLC | Montauk Renewables | Montauk Renewables | Air Liquide Biogas; Houston Service Industries | No | 0.34022 | 0.02738 | 1289.6964 | 305.4566 | 600272 | 4 | 3
1006777 | 12061 | Apex Sanitary Landfill |  | OH | 11 County Road 78 | Amsterdam | Jefferson | 43903 | 40.435 | -80.91 | No | No | No | No | No | No | Private | Apex Environmental LLC |  | 2005 | 2037 | Open | 118 | 82 |  |  | 75254145 | 25399020 | 2022 | 2551858 | 2022 | Yes | Occasionally but not every year | No | 6.175 | Yes | 4.202 | 2022 | 57.6 | Yes |  | 0.176 | 2022 | 194 | 4900 | No |  |  | 181088-1 | Planned | Project #1, Expansion #1 | 2024-12-31 |  | Renewable Natural Gas | Vehicle Fuel | Pipeline Injection | 2,100 MMBtu/day production capacity | [5 empty] | Montauk Renewables | Montauk Renewables |  | No | 0 | 0 | 1289.6964 | 305.4566 | 600272 | 4 | 3
1004815 | 2246 | Beech Hollow SLF | Rumpke Beech Hollow LF; RWS Beech Hollow LF | OH | 28 A W Long Road | Wellston | Jackson | 45692 | 39.1237 | -82.4882 | No | No | No | No | No | No | Private | Rumpke | Rumpke | 1995 | 2108 | Open |  | 64 |  |  | 27116982 | 8312816 | 2022 | 228705 | 2022 | No | Not used | No | 3.33 | No |  |  |  | No | [5 empty] | Yes |  |  | 180334-0 | Planned | Project #1 | 2025-12-31 |  | Renewable Natural Gas | Other | Pipeline Injection | [6 empty] | Archaea Energy, LLC | Archaea Energy, LLC |  | No | 0 | 0 |  |  | 326004 | 1 | 1
1003102 | 1187 | Carbon Limestone LF |  | OH | 8100 South Stateline Road | Lowellville | Mahoning | 44436 | 41.0016 | -80.519 | No | No | No | Yes | No | No | Private | Republic Services, Inc. | Republic Services, Inc. | 1963 | 2059 | Open | 770 | 388 |  |  | 88707280 | 41146343 | 2022 | 1152335 | 2022 | No | Not used | No | 14.13 | Yes | 11.419 | 2022 | 49.4 | Yes | 3 | 4.255 | 2022 | 362 | 21415 | No |  |  | 1261-0 | Shutdown | Project #1 | 2001-12-13 | 2022-12-31 | Electricity | Reciprocating Engine |  | (11) 1400 bkW (14.0 million Btu/hr) Deutz TBG 620 V16K internal combustion engines operating initially (14 installed) | 9.6 | 15.4 |  |  | American Municipal Power, Inc. | EDL Energy |  | DEUTZ Power Systems GmbH & Co KG | No | 0 | 0 | 1212.3697 | 389.3135 | 125594 | 3 | 2
1003102 | 1187 | Carbon Limestone LF |  | OH | 8100 South Stateline Road | Lowellville | Mahoning | 44436 | 41.0016 | -80.519 | No | No | No | Yes | No | No | Private | Republic Services, Inc. | Republic Services, Inc. | 1963 | 2059 | Open | 770 | 388 |  |  | 88707280 | 41146343 | 2022 | 1152335 | 2022 | No | Not used | No | 14.13 | Yes | 11.419 | 2022 | 49.4 | Yes | 3 | 4.255 | 2022 | 362 | 21415 | No |  |  | 1261-1 | Shutdown | Project #1, Expansion #1 | 2004-01-01 | 2022-12-31 | Electricity | Reciprocating Engine |  | (3) remaining originally installed 1400 bkW (14.0 million Btu/hr) Deutz TBG 620 V16K internal combustion engines | 2.6 | 4.2 |  |  | American Municipal Power, Inc. | EDL Energy |  | DEUTZ Power Systems GmbH & Co KG | No | 0 | 0 | 1212.3697 | 389.3135 | 125594 | 3 | 2
1003102 | 1187 | Carbon Limestone LF |  | OH | 8100 South Stateline Road | Lowellville | Mahoning | 44436 | 41.0016 | -80.519 | No | No | No | Yes | No | No | Private | Republic Services, Inc. | Republic Services, Inc. | 1963 | 2059 | Open | 770 | 388 |  |  | 88707280 | 41146343 | 2022 | 1152335 | 2022 | No | Not used | No | 14.13 | Yes | 11.419 | 2022 | 49.4 | Yes | 3 | 4.255 | 2022 | 362 | 21415 | No |  |  | 1261-2 | Shutdown | Project #1, Expansion #2 | 2011-03-01 | 2022-12-31 | Electricity | Reciprocating Engine |  | (2) 1400 bkW (14.0 MMBtu/hr) Duetz TBG 620 V16K engines | 1.75 | 2.8 |  |  | American Municipal Power, Inc. | EDL Energy |  | DEUTZ Power Systems GmbH & Co KG | No | 0 | 0 | 1212.3697 | 389.3135 | 125594 | 3 | 2
1003102 | 1187 | Carbon Limestone LF |  | OH | 8100 South Stateline Road | Lowellville | Mahoning | 44436 | 41.0016 | -80.519 | No | No | No | Yes | No | No | Private | Republic Services, Inc. | Republic Services, Inc. | 1963 | 2059 | Open | 770 | 388 |  |  | 88707280 | 41146343 | 2022 | 1152335 | 2022 | No | Not used | No | 14.13 | Yes | 11.419 | 2022 | 49.4 | Yes | 3 | 4.255 | 2022 | 362 | 21415 | No |  |  | 1261-3 | Shutdown | Project #1, Expansion #3 | 2012-01-01 | 2022-12-31 | Electricity | Reciprocating Engine |  | (2) CAT G3520C (2,233 hp) engines | 2 | 3.2 |  |  | American Municipal Power, Inc. | EDL Energy |  | Caterpillar, Inc. | No | 0 | 0 | 1212.3697 | 389.3135 | 125594 | 3 | 2
1003102 | 1187 | Carbon Limestone LF |  | OH | 8100 South Stateline Road | Lowellville | Mahoning | 44436 | 41.0016 | -80.519 | No | No | No | Yes | No | No | Private | Republic Services, Inc. | Republic Services, Inc. | 1963 | 2059 | Open | 770 | 388 |  |  | 88707280 | 41146343 | 2022 | 1152335 | 2022 | No | Not used | No | 14.13 | Yes | 11.419 | 2022 | 49.4 | Yes | 3 | 4.255 | 2022 | 362 | 21415 | No |  |  | 201544-0 | Operational | Project #2 | 2023-08-03 |  | Renewable Natural Gas | Other | Pipeline Injection | desgined to produce 1.7 mil MMBtu of RNG per year |  |  |  |  | NW Natural | EDL Energy |  |  | No | 0 | 0 | 1212.3697 | 389.3135 | 125594 | 3 | 2
1002276 | 1166 | Crawford County Sanitary LF |  | OH | 5128 Lincoln Highway East | Bucyrus | Crawford | 44820 | 40.8215 | -82.869 | No | No | No | Yes | No | No | Public | Crawford County General Health District | Rumpke | 1969 | 2043 | Open |  | 84.5 |  | 65 | 17769360 | 6683863 | 2022 | 311390 | 2022 | No | Not used | No | 2.05 | No |  |  |  | No | [5 empty] | Yes | 0.1867 | 0.0178 | 1240-0 | Candidate |  |  |  | Unknown | Unknown | [10 empty] | No | 0 | 0 | 260.1907 | 96.5904 | 206727 | 3 | 3
1006103 | 1172 | Erie County SLF |  | OH | 10102 Hoover Road | Milan | Erie | 44846 | 41.344 | -82.6035 | No | No | No | Yes | No | No | Public | Erie County, OH | Erie County, OH | 1969 | 2041 | Open |  | 134.8 |  |  | 7113494 | 5091289 | 2021 | 164510 | 2021 | No | Occasionally but not every year | No | 2.257 | Yes | 0.985 | 2021 | 57.8 | Yes | 1 | 0.021 | 2021 | 77 | 2500 | Yes |  |  | 1246-0 | Operational | Project #1 | 2010-04-07 |  | Electricity | Reciprocating Engine |  | Caterpillar 1.6-MW engine | 1.22 | 1.6 | 0.65 |  | American Municipal Power, Inc.; City of Oberlin, OH | Bio-Gas Technologies, Ltd. |  | Caterpillar, Inc. | No | 0.06173 | 0.00589 |  |  | 131721 | 2 | 1
1006103 | 1172 | Erie County SLF |  | OH | 10102 Hoover Road | Milan | Erie | 44846 | 41.344 | -82.6035 | No | No | No | Yes | No | No | Public | Erie County, OH | Erie County, OH | 1969 | 2041 | Open |  | 134.8 |  |  | 7113494 | 5091289 | 2021 | 164510 | 2021 | No | Occasionally but not every year | No | 2.257 | Yes | 0.985 | 2021 | 57.8 | Yes | 1 | 0.021 | 2021 | 77 | 2500 | Yes |  |  | 1246-1 | Operational | Project #1, Expansion #1 | 2014-08-01 |  | Electricity | Reciprocating Engine |  |  | 0.59 | 0.8 | 0.34 |  | American Municipal Power, Inc. | Bio-Gas Technologies, Ltd. |  |  | No | 0.02985 | 0.00285 |  |  | 131721 | 2 | 1
1004399 | 1198 | Kimble Sanitary LF |  | OH | 3596 SR 39 NW | Dover | Tuscarawas | 44622 | 40.5114 | -81.5414 | No | No | No | Yes | No | No | Private | Kimble Companies | Kimble Companies | 1960 | 2040 | Open | 260 | 96.1 | 250 | 175 | 40731297 | 19713112 | 2022 | 1110276 | 2022 | No | Occasionally but not every year | No | 7.676 | Yes | 2.276 | 2022 | 54.5 | Yes | 1 | 2.276 | 2022 | 179 | 3000 | No | 0.2073 | 0.0198 | 1272-0 | Candidate |  |  |  | Unknown | Unknown | [10 empty] | No | 0 | 0 | 3321.2423 | 939.4338 | 62267 | 2 | 2
1007969 | 2429 | Lorain County Landfill I & II |  | OH | 43502 Oberlin-Elyria Road State Route 511 | Oberlin | Lorain | 44074 | 41.305 | -82.175 | No | No | No | Yes | No | No | Private | Republic Services, Inc. | Republic Services, Inc. | 1972 | 2039 | Open |  |  |  |  | 54712100 | 44207016 | 2022 | 832313 | 2022 | No | Not used | No | 12.445 | Yes | 10.632 | 2022 | 52.7 | Yes |  | 3.349 | 2022 | 309 | 36000 | No |  |  | 1259-0 | Shutdown | Project #1 | 2001-12-03 | 2023-02-01 | Electricity | Reciprocating Engine |  | (6) Deutz engines | 4.3 | 8.1 | 2.249 |  | American Municipal Power, Inc. | EDL Energy | EDL Energy | DEUTZ Power Systems GmbH & Co KG; Parker Hannifin Filtration and Separation Division | No | 0 | 0 | 3206.8671 | 1254.8907 | 127687 | 4 | 4
1007969 | 2429 | Lorain County Landfill I & II |  | OH | 43502 Oberlin-Elyria Road State Route 511 | Oberlin | Lorain | 44074 | 41.305 | -82.175 | No | No | No | Yes | No | No | Private | Republic Services, Inc. | Republic Services, Inc. | 1972 | 2039 | Open |  |  |  |  | 54712100 | 44207016 | 2022 | 832313 | 2022 | No | Not used | No | 12.445 | Yes | 10.632 | 2022 | 52.7 | Yes |  | 3.349 | 2022 | 309 | 36000 | No |  |  | 1259-1 | Shutdown | Project #1, Expansion #1 | 2003-07-01 | 2023-02-01 | Electricity | Reciprocating Engine |  | (2) additional Deutz engines | 1.43 | 2.7 | 0.75 |  | American Municipal Power, Inc. | EDL Energy | EDL Energy | DEUTZ Power Systems GmbH & Co KG; Parker Hannifin Filtration and Separation Division | No | 0 | 0 | 3206.8671 | 1254.8907 | 127687 | 4 | 4
1007969 | 2429 | Lorain County Landfill I & II |  | OH | 43502 Oberlin-Elyria Road State Route 511 | Oberlin | Lorain | 44074 | 41.305 | -82.175 | No | No | No | Yes | No | No | Private | Republic Services, Inc. | Republic Services, Inc. | 1972 | 2039 | Open |  |  |  |  | 54712100 | 44207016 | 2022 | 832313 | 2022 | No | Not used | No | 12.445 | Yes | 10.632 | 2022 | 52.7 | Yes |  | 3.349 | 2022 | 309 | 36000 | No |  |  | 1259-2 | Shutdown | Project #1, Expansion #2 | 2012-11-01 | 2023-02-01 | Electricity | Reciprocating Engine |  | (10) Caterpillar 3520s | 8.18 | 16 | 4.284 |  | American Municipal Power, Inc. | EDL Energy | EDL Energy | Caterpillar, Inc. | No | 0 | 0 | 3206.8671 | 1254.8907 | 127687 | 4 | 4
1007969 | 2429 | Lorain County Landfill I & II |  | OH | 43502 Oberlin-Elyria Road State Route 511 | Oberlin | Lorain | 44074 | 41.305 | -82.175 | No | No | No | Yes | No | No | Private | Republic Services, Inc. | Republic Services, Inc. | 1972 | 2039 | Open |  |  |  |  | 54712100 | 44207016 | 2022 | 832313 | 2022 | No | Not used | No | 12.445 | Yes | 10.632 | 2022 | 52.7 | Yes |  | 3.349 | 2022 | 309 | 36000 | No |  |  | 201498-0 | Planned | Project #2 | 2024-09-30 |  | Renewable Natural Gas | Other | Pipeline Injection | [6 empty] | EDL Energy |  |  | No | 0 | 0 | 3206.8671 | 1254.8907 | 127687 | 4 | 4
1004850 | 2245 | Noble Road LF | Oakland Marsh LF; Milliron Landfill | OH | 170 Noble Road East | Shiloh | Richland | 44878 | 40.9759 | -82.4874 | No | No | No | No | No | No | Private | Rumpke | Rumpke | 1997 | 2036 | Open | 186.3 | 45.5 |  |  | 30033660 | 19000811 | 2022 | 1304483 | 2022 | No | Not used | No | 5.035 | Yes | 3.069 | 2022 | 59.3 | Yes |  | 1.104 | 2022 | 122 | 3014 | No |  |  | 180333-0 | Operational | Project #1 | 2022-03-03 |  | Renewable Natural Gas | Vehicle Fuel | Pipeline Injection | 33.1-mile pipeline to transport RNG; will produce 6.9 mil GGEs/yr, enough to fuel 725 trucks; membrane technology |  |  | 1.97 |  | OPAL Fuels Inc. | Fortistar Methane Group |  | Air Liquide Biogas | No | 0.19315 | 0.01554 | 1136.043 | 256.3619 | 369193 | 3 | 3
1006383 | 1190 | Pike Sanitation LF |  | OH | 11775 State Route 220 E | Waverly | Pike | 45690 | 39.0858 | -82.9638 | No | No | No | No | No | No | Private | Rumpke | Rumpke | 1987 | 2055 | Open | 140 | 48 | 210 |  | 20649694 | 6387329 | 2022 | 402963 | 2022 | No | Not used | No | 0.961 | Yes | 0.34 | 2022 | 50.1 | Yes |  | 0.34 | 2022 | 78 | 1450 | Yes |  |  | 1264-0 | Planned | Project #1 | 2025-12-31 |  | Renewable Natural Gas | Other | Pipeline Injection |  |  |  |  | Mills Pride Cabinetmakers, Portsmouth uranium enrichment facility, possible new industrial park |  | Archaea Energy, LLC | Archaea Energy, LLC |  | No | 0 | 0 | 3608.4922 | 1061.8301 | 241351 | 1 | 1
1004856 | 1177 | Rumpke SLF, Inc. | Cincinnati Regional Refuse Facility; Hamilton County-Cincinnati LF; Colerain Township Landfill | OH | 10795 Hughes Road 3800 Struble Road | Cincinnati | Hamilton | 45251 | 39.2745 | -84.5982 | No | No | No | Yes | No | No | Private | Rumpke | Rumpke | 1945 | 2058 | Open |  |  |  |  | 165063026 | 70517484 | 2022 | 2498138 | 2022 | No | Not used | No | 17.349 | Yes | 10.472 | 2022 | 50.3 | Yes | 2 | 1.115 | 2022 | 477 | 22650 | No |  |  | 1251-0 | Operational | Project #1 | 1986-01-01 |  | Renewable Natural Gas | Vehicle Fuel | Pipeline Injection | LFG blended with NG for delivery to NG customers; Pretreatment: non-methane hydrocarbon removal via chilling & activated carbon absorption, 2 compressors driven by 700 HP electric motors, uses QuestAir PSA technology; also fuels 125 Rumpke trucks |  |  | 9.36 |  | Duke Energy; Los Angeles Department of Water & Power (LADWP); Rumpke; Shell Energy North America | GSF Energy, LLC; Montauk Renewables | Montauk Renewables | Xebec Adsorption Inc. | No | 0.91772 | 0.07385 |  |  | 260598 | 1 | 1
1003695 | 1201 | Williams County LF |  | OH | 12539 County Road G | Bryan | Williams | 43506 | 41.5138 | -84.5815 | No | No | No | No | No | No | Private | Republic Services, Inc. | Republic Services, Inc. | 1969 | 2166 | Open |  | 94.8 |  |  | 28770689 | 8352141 | 2022 | 86635 | 2022 | No | Not used | No | 2.35 | No |  |  |  | No | [5 empty] | Yes | 0.214 | 0.0204 | 1275-0 | Candidate |  |  |  | Unknown | Unknown | [10 empty] | No | 0 | 0 | 161.111 | 58.1662 | 134640 | 1 | 1
1007801 | 1227 | East Oak SLF | Mosley Road LF | OK | 3201 Mosley Road | Oklahoma City | Oklahoma | 73141 | 35.5037 | -97.4151 | No | No | No | No | No | No | Private | WM | WM | 1973 | 2073 | Open |  | 165 | 100 |  | 39389007 | 22348619 | 2022 | 411989 | 2022 | No | Not used | No | 6.909 | Yes | 3.484 | 2022 | 52.9 | Yes | 2 | 1.253 | 2022 | 158 | 7000 | No |  |  | 1302-0 | Shutdown | Project #1 | 2017-10-30 | 2018-01-01 | Renewable Natural Gas | Vehicle Fuel | Local Use | pilot small-scale gas-to-liquids unit operated 10,000+ hrs, created diesel fuel and high-grade wax from LFG using Fischer-Tropsch process; full-scale gas-to-liquids (GTL) plant produces diesel, synthetic waxes and naphtha, at 200 bbl/day (capacity is 250) | [5 empty] | ENVIA |  |  | No | 0 | 0 |  |  | 148127 | 1 | 1
1007801 | 1227 | East Oak SLF | Mosley Road LF | OK | 3201 Mosley Road | Oklahoma City | Oklahoma | 73141 | 35.5037 | -97.4151 | No | No | No | No | No | No | Private | WM | WM | 1973 | 2073 | Open |  | 165 | 100 |  | 39389007 | 22348619 | 2022 | 411989 | 2022 | No | Not used | No | 6.909 | Yes | 3.484 | 2022 | 52.9 | Yes | 2 | 1.253 | 2022 | 158 | 7000 | No |  |  | 201436-0 | Operational | Project #2 | 2022-05-31 |  | Renewable Natural Gas | Vehicle Fuel | Pipeline Injection | Selexol plus cryogenic nitrogen rejection |  |  | 2.23 |  |  |  | WM | Air Liquide Biogas | No | 0.21864 | 0.0176 |  |  | 148127 | 1 | 1
1003456 | 1276 | Arden LF |  | PA | 200 Rangos Lane | Washington | Washington | 15301 | 40.2083 | -80.2647 | No | No | No | No | No | No | Private | WM | WM | 1977 | 2097 | Open | 160 | 141.7 |  |  | 43460609 | 15974400 | 2022 | 451866 | 2022 | No | Not used | No | 3.75 | Yes | 2.563 | 2022 | 54.9 | Yes | 2 | 0.266 | 2022 | 219 | 9500 | No |  |  | 1351-0 | Operational | Project #1 | 2009-01-30 |  | Electricity | Reciprocating Engine |  | (6) Caterpillar 3516 engines | 4.49 | 4.8 | 2.3 |  | Constellation | WM Renewable Energy, LLC | WM Renewable Energy, LLC | Caterpillar, Inc. | Yes | 0.2272 | 0.02167 | 398.8811 | 153.7776 | 21432 | 2 | 1
1001844 | 1277 | Chestnut Valley Landfill, Inc. | J&J LF; Onyx CBF, Inc. LF | PA | 1184 McClellandtown Road | McClellandtown | Fayette | 15458 | 39.897 | -79.8388 | No | No | No | No | No | No | Private | Noble Environmental |  | 1960 | 2024 | Open |  | 44 |  |  | 5069721 | 5028570 | 2022 | 153552 | 2022 | No | Not used | No | 1.623 | Yes | 1.011 | 2022 | 44 | Yes | 3 | 1.011 | 2022 | 99 | 2400 | No | 0.0921 | 0.0088 | 1352-0 | Candidate |  |  |  | Unknown | Unknown | [10 empty] | No | 0 | 0 | 328.3453 | 96.7501 | 14808 | 3 | 1
1006261 | 1256 | Keystone Sanitary Landfill, Inc. |  | PA | 249 Dunham Drive | Dunmore | Lackawanna | 18512 | 41.427 | -75.608 | No | No | No | No | No | No | Private | Keystone Sanitary Landfill, Inc. | Keystone Sanitary Landfill, Inc. | 1972 | 2067 | Open |  | 396.8 |  |  | 152329712 | 52825826 | 2022 | 1947017 | 2022 | No | Not used | No | 19.699 | Yes | 19.224 | 2022 | 50 | Yes | 2 | 2.317 | 2022 | 637 | 23300 | No |  |  | 1331-0 | Shutdown | Project #1 | 1995-01-01 | 2020-06-30 | Electricity | Reciprocating Engine |  | (4) engines | 2.8 | 3.2 | 1.78 |  | PPL Corporation | Keystone Recovery |  |  | No | 0 | 0 | 602.6212 | 107.599 | 52506 | 1 | 1
1006261 | 1256 | Keystone Sanitary Landfill, Inc. |  | PA | 249 Dunham Drive | Dunmore | Lackawanna | 18512 | 41.427 | -75.608 | No | No | No | No | No | No | Private | Keystone Sanitary Landfill, Inc. | Keystone Sanitary Landfill, Inc. | 1972 | 2067 | Open |  | 396.8 |  |  | 152329712 | 52825826 | 2022 | 1947017 | 2022 | No | Not used | No | 19.699 | Yes | 19.224 | 2022 | 50 | Yes | 2 | 2.317 | 2022 | 637 | 23300 | No |  |  | 1331-1 | Shutdown | Project #1, Expansion #1 | 1996-03-01 | 2020-06-30 | Electricity | Reciprocating Engine |  | (3) engines | 2.1 | 2.4 | 1.33 |  | PPL Corporation | Keystone Recovery |  |  | No | 0 | 0 | 602.6212 | 107.599 | 52506 | 1 | 1
1006261 | 1256 | Keystone Sanitary Landfill, Inc. |  | PA | 249 Dunham Drive | Dunmore | Lackawanna | 18512 | 41.427 | -75.608 | No | No | No | No | No | No | Private | Keystone Sanitary Landfill, Inc. | Keystone Sanitary Landfill, Inc. | 1972 | 2067 | Open |  | 396.8 |  |  | 152329712 | 52825826 | 2022 | 1947017 | 2022 | No | Not used | No | 19.699 | Yes | 19.224 | 2022 | 50 | Yes | 2 | 2.317 | 2022 | 637 | 23300 | No |  |  | 167018-0 | Operational | Project #2 (Combination Project) | 1998-07-28 |  | Electricity | Steam Turbine |  | 12-mile pipeline to converted coal-fired boiler at Archbald power station to generate steam for steam turbine, power sold to wholesale market, excess steam sold to plastics manufacturer, plant’s nameplate capacity is 20 to 23.2 MW & burns LFG and NG | 6.75 | 23.2 | 4.346 |  | Laminations Inc; PEI Power; PPL Corporation | PEI Power | Archaea Energy, LLC |  | Yes | 0.17078 | 0.01629 | 602.6212 | 107.599 | 52506 | 1 | 1
1006261 | 1256 | Keystone Sanitary Landfill, Inc. |  | PA | 249 Dunham Drive | Dunmore | Lackawanna | 18512 | 41.427 | -75.608 | No | No | No | No | No | No | Private | Keystone Sanitary Landfill, Inc. | Keystone Sanitary Landfill, Inc. | 1972 | 2067 | Open |  | 396.8 |  |  | 152329712 | 52825826 | 2022 | 1947017 | 2022 | No | Not used | No | 19.699 | Yes | 19.224 | 2022 | 50 | Yes | 2 | 2.317 | 2022 | 637 | 23300 | No |  |  | 200997-0 | Operational | Project #3 (Combination Project) (Assai) | 2021-12-30 |  | Renewable Natural Gas | Vehicle Fuel | Pipeline Injection | injecting into high-pressure NG pipeline, to be sold down the line for CNG, design inlet capacity = 22,500 cfm LFG or 16,000 mcf/day, design output = 12,000 MMBtu/day; using a 13,700 cfm Style IV NiTech NRU and also O2 and CO2 removal systems |  |  | 18.9 |  | UGI Utilities, Inc. | Archaea Energy, LLC | Archaea Energy, LLC | BCCK Engineering, Inc. | No | 0.92654 | 0.07456 | 602.6212 | 107.599 | 52506 | 1 | 1
1002035 | 1298 | Seneca Landfill Inc. |  | PA | 421 Hartmann Road | Evans City | Butler | 16033 | 40.8117 | -80.0783 | No | No | No | No | No | No | Private | Seneca Landfill, Inc. | Seneca Landfill, Inc. | 1965 | 2052 | Open | 166 | 24 | 65 |  | 31206099 | 13729113 | 2022 | 724065 | 2022 | No | Not used | No | 3.54 | Yes | 3.253 | 2022 | 58.7 | Yes | 1 | 1.672 | 2021 | 345 | 6000 | Yes |  |  | 1373-0 | Shutdown | Project #1 | 2008-12-20 | 2018-02-01 | Electricity | Cogeneration |  | GE-Jenbacher 330 | 0.33 | 0.33 | 0.099 |  | Seneca Landfill, Inc. | Seneca Landfill, Inc. | Seneca Landfill, Inc. | Air Liquide Biogas; GE Energy - Jenbacher Gas Engines | Yes | 0 | 0 | 670.9623 | 524.3354 | 49635 | 1 | 1
1002035 | 1298 | Seneca Landfill Inc. |  | PA | 421 Hartmann Road | Evans City | Butler | 16033 | 40.8117 | -80.0783 | No | No | No | No | No | No | Private | Seneca Landfill, Inc. | Seneca Landfill, Inc. | 1965 | 2052 | Open | 166 | 24 | 65 |  | 31206099 | 13729113 | 2022 | 724065 | 2022 | No | Not used | No | 3.54 | Yes | 3.253 | 2022 | 58.7 | Yes | 1 | 1.672 | 2021 | 345 | 6000 | Yes |  |  | 180833-0 | Operational | Project #2 | 2011-02-01 |  | Renewable Natural Gas | Vehicle Fuel | Pipeline Injection | ~1.5 mile pipeline to NG transmission line, Air Liquide membrane technology, delivers 970 Btu/scf gas |  |  | 2.6 |  | Peoples Natural Gas | Keystone Renewable Energy, LLC | Seneca Landfill, Inc. | Air Liquide Biogas | No | 0.25492 | 0.02051 | 670.9623 | 524.3354 | 49635 | 1 | 1
1002035 | 1298 | Seneca Landfill Inc. |  | PA | 421 Hartmann Road | Evans City | Butler | 16033 | 40.8117 | -80.0783 | No | No | No | No | No | No | Private | Seneca Landfill, Inc. | Seneca Landfill, Inc. | 1965 | 2052 | Open | 166 | 24 | 65 |  | 31206099 | 13729113 | 2022 | 724065 | 2022 | No | Not used | No | 3.54 | Yes | 3.253 | 2022 | 58.7 | Yes | 1 | 1.672 | 2021 | 345 | 6000 | Yes |  |  | 181148-0 | Shutdown | Project #3 | 2012-03-28 | 2017-11-10 | Direct | Direct Thermal |  | raw LFG used in thermal oxidizer equipment that is utilized to create the high Btu gas |  |  | 0.02 |  | Seneca Landfill, Inc. | Met-Pro Corp. | Lego-V, LP |  | No | 0 | 0 | 670.9623 | 524.3354 | 49635 | 1 | 1
1002035 | 1298 | Seneca Landfill Inc. |  | PA | 421 Hartmann Road | Evans City | Butler | 16033 | 40.8117 | -80.0783 | No | No | No | No | No | No | Private | Seneca Landfill, Inc. | Seneca Landfill, Inc. | 1965 | 2052 | Open | 166 | 24 | 65 |  | 31206099 | 13729113 | 2022 | 724065 | 2022 | No | Not used | No | 3.54 | Yes | 3.253 | 2022 | 58.7 | Yes | 1 | 1.672 | 2021 | 345 | 6000 | Yes |  |  | 201432-0 | Operational | Project #4 | 2018-06-01 |  | Renewable Natural Gas | Vehicle Fuel | Local Use | onsite R-CNG fast-fill station services Vogel fleet vehicles as well as other local waste haulers, transit bus fleets, transport trucks, delivery vans, and other fleet vehicles |  |  | 0.14 |  | Vogel Holding, Inc. | InsightFuel; Lego-V, LP | Lego-V, LP | Air Liquide Biogas; Cummins Power Generation; InsightFuel | Yes | 0.01373 | 0.0011 | 670.9623 | 524.3354 | 49635 | 1 | 1
1002035 | 1298 | Seneca Landfill Inc. |  | PA | 421 Hartmann Road | Evans City | Butler | 16033 | 40.8117 | -80.0783 | No | No | No | No | No | No | Private | Seneca Landfill, Inc. | Seneca Landfill, Inc. | 1965 | 2052 | Open | 166 | 24 | 65 |  | 31206099 | 13729113 | 2022 | 724065 | 2022 | No | Not used | No | 3.54 | Yes | 3.253 | 2022 | 58.7 | Yes | 1 | 1.672 | 2021 | 345 | 6000 | Yes |  |  | 201432-1 | Planned | Project #4, Expansion #1 | 2024-12-31 |  | Renewable Natural Gas | Vehicle Fuel | Local Use | Virtual pipeline to take fuel to maintenance facility about 15 minutes away via truck with tube trailer |  |  |  | Vogel Holding, Inc. |  | InsightFuel; Lego-V, LP | Lego-V, LP | Air Liquide Biogas; Cummins Power Generation; InsightFuel | Yes | 0 | 0 | 670.9623 | 524.3354 | 49635 | 1 | 1
1007691 | 1843 | South Hills Landfill | M.C. Arnoni Landfill | PA | 3100 Hill Road | Library | Allegheny | 15129 | 40.2786 | -79.9948 | No | No | No | No | No | No | Private | WM | WM | 1948 | 2056 | Open |  | 87.4 |  |  | 17104045 | 7472657 | 2022 | 140144 | 2022 | No | Not used | No | 2.22 | Yes | 0.957 | 2022 | 40.5 | Yes | 1 | 0.957 | 2022 | 94 | 2500 | No |  |  | 166422-0 | Shutdown | Project #1 | 2008-07-01 | 2013-12-31 | Renewable Natural Gas | Other | Pipeline Injection | PSA separation of gases by A.R.C., output of 991 MMBtu/day |  |  | 1.18 |  | Equitrans Midstream Corporation | ARC Technologies Corporation | ARC Technologies Corporation | ARC Technologies Corporation | No | 0 | 0 | 373.8531 | 199.9631 | 5897 | 1 | 1
1007691 | 1843 | South Hills Landfill | M.C. Arnoni Landfill | PA | 3100 Hill Road | Library | Allegheny | 15129 | 40.2786 | -79.9948 | No | No | No | No | No | No | Private | WM | WM | 1948 | 2056 | Open |  | 87.4 |  |  | 17104045 | 7472657 | 2022 | 140144 | 2022 | No | Not used | No | 2.22 | Yes | 0.957 | 2022 | 40.5 | Yes | 1 | 0.957 | 2022 | 94 | 2500 | No |  |  | 166422-1 | Planned | Project #1, Re-Start | 2024-12-31 |  | Renewable Natural Gas | Vehicle Fuel | Pipeline Injection | >1 million gallons of renewable fuel per year | [6 empty] | Green Rock Energy Partners LLC |  | Unknown | 0 | 0 | 373.8531 | 199.9631 | 5897 | 1 | 1
1000291 | 11721 | Westmoreland Waste SLF LLC |  | PA | 900 Tyrol Boulevard 111 Conner Lane | Belle Vernon | Westmoreland | 15012 | 40.1443 | -79.8593 | No | No | No | No | No | No | Private | Noble Environmental | Westmoreland Waste LLC | 1965 | 2055 | Open | 270 | 56.1 |  |  | 29292041 | 7325057 | 2022 | 322002 | 2022 | No | Not used | No | 2.045 | Yes | 1.551 | 2022 | 55.3 | Yes | 2 |  |  | 97 | 5500 | Yes |  |  | 181038-0 | Operational | Project #1 | 2020-05-11 |  | Renewable Natural Gas | Vehicle Fuel | Local Use | H2S removal, Air Liquide membrane for CO2 and VOC removal, and nitrogen rejection unit; injected into common carrier for use in vehicle fuel market & fuels County Hauling vehicles on site |  |  | 1.553 |  | Noble Environmental | Noble Environmental | Noble Environmental | Air Liquide Biogas | Yes | 0.15227 | 0.01225 | 92.2414 | 52.0378 | 49435 | 1 | 1
1007800 | 1479 | Atascocita RDF | WMI/Atascocita LF | TX | 3623 Wilson Road | Humble | Harris | 77396 | 29.9583 | -95.2383 | No | No | No | No | No | No | Private | WM | WM | 1983 | 2042 | Open | 310 | 205.5 |  |  | 62570454 | 41607927 | 2022 | 1298331 | 2022 | No | Not used | No | 13.13 | Yes | 8.51 | 2022 | 54.5 | Yes | 3 | 0.64 | 2022 | 418 | 21200 | No |  |  | 101864-0 | Shutdown | Project #1 | 2003-06-01 | 2018-02-28 | Electricity | Reciprocating Engine |  | (5) Jenbacher 616 engines, 1.7 MW each | 5.8 | 8.5 | 3.025 |  | Reliant Energy | Reliant Energy; WM | Montauk Renewables | GE Energy - Jenbacher Gas Engines | No | 0 | 0 | 1265.0302 | 401.4276 | 250665.5 | 5 | 3
1007800 | 1479 | Atascocita RDF | WMI/Atascocita LF | TX | 3623 Wilson Road | Humble | Harris | 77396 | 29.9583 | -95.2383 | No | No | No | No | No | No | Private | WM | WM | 1983 | 2042 | Open | 310 | 205.5 |  |  | 62570454 | 41607927 | 2022 | 1298331 | 2022 | No | Not used | No | 13.13 | Yes | 8.51 | 2022 | 54.5 | Yes | 3 | 0.64 | 2022 | 418 | 21200 | No |  |  | 101864-1 | Shutdown | Project #1, Expansion #1 | 2004-07-01 | 2018-02-28 | Electricity | Reciprocating Engine |  | (1) Jenbacher 616 engines at 1.7 MW | 1.16 | 1.7 | 0.605 |  | Reliant Energy | Reliant Energy; WM | Montauk Renewables | GE Energy - Jenbacher Gas Engines | No | 0 | 0 | 1265.0302 | 401.4276 | 250665.5 | 5 | 3
1007800 | 1479 | Atascocita RDF | WMI/Atascocita LF | TX | 3623 Wilson Road | Humble | Harris | 77396 | 29.9583 | -95.2383 | No | No | No | No | No | No | Private | WM | WM | 1983 | 2042 | Open | 310 | 205.5 |  |  | 62570454 | 41607927 | 2022 | 1298331 | 2022 | No | Not used | No | 13.13 | Yes | 8.51 | 2022 | 54.5 | Yes | 3 | 0.64 | 2022 | 418 | 21200 | No |  |  | 200969-0 | Operational | Project #2 | 2018-05-02 |  | Renewable Natural Gas | Vehicle Fuel | Pipeline Injection | designed for 10.8 mmscfd inlet, Air Liquide membrane Biogaz system for CO2 membrane separation, Molecular Gate adsoprtion technology, & PSB deoxo and dryer, plant will provide RNG to the transportation market; CNG fuel |  |  | 7.879 |  | Houston Pipe Line Company LP | Montauk Renewables | Montauk Renewables | Air Liquide Biogas | No | 0.77251 | 0.06217 | 1265.0302 | 401.4276 | 250665.5 | 5 | 3
1007684 | 1822 | Baytown Landfill | Sanifill Of Texas-Baytown LF | TX | 4791 Tri City Beach Road | Baytown | Chambers | 77523 | 29.6717 | -94.9167 | No | No | No | No | No | No | Private | WM | WM | 1985 | 2037 | Open | 260 | 124 | 40 |  | 19735561 | 11306708 | 2022 | 490363 | 2022 | No | Occasionally but not every year | No | 3.019 | Yes | 1.517 | 2022 | 44.6 | Yes | 1 | 1.517 | 2022 | 138 | 3600 | No |  |  | 101885-0 | Shutdown | Project #1 | 2003-01-24 | 2016-01-01 | Electricity | Reciprocating Engine |  | (4) Jenbacher 320 engines, 968 kW each | 3.9 | 3.9 | 1.73 |  | Reliant Energy |  | Montauk Renewables | GE Energy - Jenbacher Gas Engines | No | 0 | 0 |  |  | 54553.5 | 4 | 1
1003646 | 1808 | Coastal Plains RDF |  | TX | 21000 E Highway 6 1 mile E of county line, BTWN FM 517 & Hwy 6 | Alvin | Galveston | 77511 | 29.4242 | -95.1908 | No | No | No | Yes | No | No | Private | WM | WM | 1986 | 2037 | Open | 168 | 139.7 |  | 103 | 28274360 | 24234767 | 2022 | 605488 | 2022 | Yes | Occasionally but not every year | No | 8.05 | Yes | 1.927 | 2022 | 53.1 | Yes | 1 | 1.05 | 2022 | 132 | 11000 | No |  |  | 101867-0 | Shutdown | Project #1 | 2003-01-10 | 2017-12-31 | Electricity | Reciprocating Engine |  | (4) Jenbacher 616 engines, 1.667 MW each | 3.38 | 6.67 | 1.91 |  | Electric Reliability Council of Texas [ERCOT] | WM | Montauk Renewables | GE Energy - Jenbacher Gas Engines | No | 0 | 0 | 1621.053 | 675.3513 | 79536 | 3 | 2
1003646 | 1808 | Coastal Plains RDF |  | TX | 21000 E Highway 6 1 mile E of county line, BTWN FM 517 & Hwy 6 | Alvin | Galveston | 77511 | 29.4242 | -95.1908 | No | No | No | Yes | No | No | Private | WM | WM | 1986 | 2037 | Open | 168 | 139.7 |  | 103 | 28274360 | 24234767 | 2022 | 605488 | 2022 | Yes | Occasionally but not every year | No | 8.05 | Yes | 1.927 | 2022 | 53.1 | Yes | 1 | 1.05 | 2022 | 132 | 11000 | No |  |  | 101867-1 | Shutdown | Project #1, De-Expansion #1 | 2018-01-01 | 2019-05-01 | Electricity | Reciprocating Engine |  | (3) Jenbacher 616 engines, 1.667 MW each, remain | 1.66 | 5 | 1.07 |  | Electric Reliability Council of Texas [ERCOT] | Montauk Renewables | Montauk Renewables | GE Energy - Jenbacher Gas Engines | No | 0 | 0 | 1621.053 | 675.3513 | 79536 | 3 | 2
1003646 | 1808 | Coastal Plains RDF |  | TX | 21000 E Highway 6 1 mile E of county line, BTWN FM 517 & Hwy 6 | Alvin | Galveston | 77511 | 29.4242 | -95.1908 | No | No | No | Yes | No | No | Private | WM | WM | 1986 | 2037 | Open | 168 | 139.7 |  | 103 | 28274360 | 24234767 | 2022 | 605488 | 2022 | Yes | Occasionally but not every year | No | 8.05 | Yes | 1.927 | 2022 | 53.1 | Yes | 1 | 1.05 | 2022 | 132 | 11000 | No |  |  | 201451-0 | Operational | Project #2 | 2020-09-30 |  | Renewable Natural Gas | Vehicle Fuel | Pipeline Injection | Capacity of 1,857 MMBtu/day; CNG; 2-stage PSA system |  |  | 0.879 |  |  | Montauk Renewables | Montauk Renewables | BIOFerm Energy Systems | No | 0.08618 | 0.00694 | 1621.053 | 675.3513 | 79536 | 3 | 2
1006899 | 1465 | McCarty Road LF |  | TX | 5757A Oates Road | Houston | Harris | 77078 | 29.8275 | -95.2433 | No | No | No | No | No | No | Private | Republic Services, Inc. | Republic Services, Inc. | 1972 | 2036 | Open |  | 388 | 130 |  | 123783905 | 102698106 | 2022 | 1600312 | 2022 | No | Not used | No |  | Yes | 11.873 | 2022 | 54.3 | Yes | 4 | 3.377 | 2022 | 530 | 15000 | No |  |  | 1542-0 | Operational | Project #1 | 1986-03-01 |  | Renewable Natural Gas | Vehicle Fuel | Pipeline Injection | Selexol process is used to separate CO2 and CH4; plant capacity is 9.2 mmscfd inlet |  |  | 5.127 |  | CenterPoint Energy | Montauk Renewables | Montauk Renewables |  | No | 0.50269 | 0.04045 | 856.6418 | 156.4343 | 245877 | 5 | 2
1006899 | 1465 | McCarty Road LF |  | TX | 5757A Oates Road | Houston | Harris | 77078 | 29.8275 | -95.2433 | No | No | No | No | No | No | Private | Republic Services, Inc. | Republic Services, Inc. | 1972 | 2036 | Open |  | 388 | 130 |  | 123783905 | 102698106 | 2022 | 1600312 | 2022 | No | Not used | No |  | Yes | 11.873 | 2022 | 54.3 | Yes | 4 | 3.377 | 2022 | 530 | 15000 | No |  |  | 180917-0 | Shutdown | Project #2 | 2009-05-22 | 2019-12-31 | Direct | Boiler |  | 6-mile pipeline, LFG is primary fuel for 4 boilers for heat and steam in the brewing process, replaces 60% of NG use |  |  | 2.77 |  | Anheuser-Busch Companies | Ameresco, Inc. |  |  | No | 0 | 0 | 856.6418 | 156.4343 | 245877 | 5 | 2
1006899 | 1465 | McCarty Road LF |  | TX | 5757A Oates Road | Houston | Harris | 77078 | 29.8275 | -95.2433 | No | No | No | No | No | No | Private | Republic Services, Inc. | Republic Services, Inc. | 1972 | 2036 | Open |  | 388 | 130 |  | 123783905 | 102698106 | 2022 | 1600312 | 2022 | No | Not used | No |  | Yes | 11.873 | 2022 | 54.3 | Yes | 4 | 3.377 | 2022 | 530 | 15000 | No |  |  | 201447-0 | Operational | Project #3 | 2021-05-31 |  | Renewable Natural Gas | Vehicle Fuel | Pipeline Injection | gross nameplate is >1.1 million Dekatherms/year and capability of processing 4,500 scfm of raw LFG |  |  | 3.383 |  | U.S. Energy | Ameresco, Inc. |  | DMT Clear Gas Solutions LLC | No | 0.33169 | 0.02669 | 856.6418 | 156.4343 | 245877 | 5 | 2
1003818 | 1540 | Bountiful Sanitary LF | Bountiful City Sanitary LF | UT | 1300 West Pages Lane | Woods Cross | Davis | 84087 | 40.913 | -111.92 | No | No | No | Yes | No | No | Public | Bountiful City Corporation | Bountiful City Corporation | 1960 | 2050 | Open | 150 | 98.8 | 40 |  | 5512500 | 3633981 | 2022 | 67551 | 2022 | No | Not used | No | 0.589 | No |  |  |  | No | [5 empty] | No | 0.0536 | 0.0051 | 1617-0 | Candidate |  |  |  | Unknown | Unknown | [10 empty] | No | 0 | 0 | 108.763 | 48.8449 | 55090 | 2 | 2
1003471 | 1542 | Salt Lake Valley LF | Salt Lake County SWM Facility | UT | 6030 West 1300 South | Salt Lake City | Salt Lake | 84104 | 40.746 | -112.042 | No | No | No | Yes | No | No | Public | Salt Lake City, UT; Salt Lake County, UT | Salt Lake County, UT | 1982 | 2082 | Open |  | 227.8 |  |  | 43739621 | 18194683 | 2022 | 459349 | 2022 | No | Not used | No |  | Yes | 4.047 | 2022 | 57 | Yes | 1 | 1.602 | 2022 | 78 | 2600 | No |  |  | 1619-0 | Operational | Project #1 | 2006-06-30 |  | Electricity | Reciprocating Engine |  | (2) 800 kW engines and (1) 1.6 MW engine | 2.93 | 3.2 | 1.518 |  | Murray City Power | Aria Energy, LLC; DTE Vantage | DTE Vantage; Energy Power Partners |  | No | 0.14826 | 0.01414 | 42.8537 | 22.3818 | 77594 | 2 | 1
1004848 | 10081 | Bristol Integrated Solid Waste Management Facility | City of Bristol Virginia Quarry Balefill | VA | 2125 Shakesville Road | Bristol | Bristol city | 24201 | 36.6035 | -82.1543 | No | No | No | Yes | No | No | Public | City of Bristol, VA | City of Bristol, VA | 1977 | 2022 | Closed |  | 33 |  | 300 | 11603602 | 5197853 | 2022 | 75467 | 2022 | No | Not used | No | 5.01 | Yes | 0.951 | 2022 | 32.9 | Yes | 1 | 0.464 | 2022 | 75 | 3000 | No |  |  | 180819-0 | Operational | Project #1 | 2015-12-18 |  | Electricity | Reciprocating Engine |  | (12) overhauled diesel engines from commercial trucks use LFG and fuel oil to generate power (was 18 engines originally) | 0.65 | 3.6 | 0.488 |  | Tennessee Valley Authority (TVA) | INGENCO | Archaea Energy, LLC |  | No | 0.03289 | 0.00314 | 719.2682 | 202.4549 | 10384 | 2 | 1
1003544 | 2205 | Disposal Service Inc. Landfill |  | WV | 1100 State Route 34 South | Hurricane | Putnam | 25526 | 38.405 | -82.019 | No | No | No | No | No | No | Private | WM | WM | 1980 | 2041 | Open | 84.7 | 42.2 |  |  | 8958480 | 4265485 | 2022 | 104720 | 2022 | No | Not used | No | 1.46 | No |  |  |  | No | [5 empty] | Yes | 0.133 | 0.0127 | 180289-0 | Candidate |  |  |  | Unknown | Unknown | [10 empty] | No | 0 | 0 | 1565.2711 | 285.1154 | 115755 | 1 | 1
1003104 | 2224 | Short Creek Sanitary Landfill | North Fork LF | WV | 258 North Fork Road | Wheeling | Ohio | 26003 | 40.1483 | -80.6411 | No | No | No | No | No | No | Private | Republic Services, Inc. | Republic Services, Inc. | 1980 | 2053 | Open |  | 78.4 |  |  | 17625462 | 7929299 | 2022 | 273323 | 2022 | No | Not used | No | 2.3 | Yes | 1.425 | 2022 | 52 | Yes | 1 | 1.425 | 2022 | 77 | 2500 | No | 0.1298 | 0.0124 | 180308-0 | Candidate |  |  |  | Unknown | Unknown | [10 empty] | No | 0 | 0 |  |  | 22166 | 2 | 1